## SUMMARY
#VALUE!
BILL OF QUANTITIES
ACSA KSIA POWER FACTOR CORRECTION UPGRADE
SUMMARY OF BILL OF QUANTITIES - Tender BoQ
SECTION | DESCRIPTION |  | AMOUNT
SECTION 1 | PRELIMINARIES AND GENERAL |  | 70000
SECTION 2 | MSP LV Switchroom |  | 0
SECTION 3 | ATC LV Switchroom |  | 0
SECTION 4 | Airside Substation 1 |  | 0
SECTION 5 | Airside Substation 2 |  | 0
SECTION 6 | Airside Substation 3 |  | 0
SECTION 7 | Airside Substation 4 |  | 0
SECTION 8 | Terminal Building Substation A2 |  | 0
SECTION 9 | Sky Tanking - Fuel Storage Depot MCC |  | 0
SECTION 10 | Sky Tanking - Forward Fuel Depot MCC |  | 0
SECTION 11 | General |  | 1000000
| SUB-TOTAL |  | 1070000
| Contract skills development goal (CSDG) @ 0.25% |  | 2675
| Contingency @ 10% |  | 107000
| TOTAL (Excl.VAT) |  | 1179675
ADD | VAT @ 15% |  | 176951.25
| TOTAL (INCL. VAT) |  | 1356626.25
The Bill of Quantities (BoQ) shall be submitted in PRINTED PDF format, duly completed, signed and shall form part of the NEC3 Engineering and Construction Contract (ECC).
BIDDING ENTITY/COMPANY : ___________________________________________ SIGNATURE (Duly Authorised) : __________________________________________ DATE: _______________ NAME: ____________________________________________________

## SECTION 1-P&G
#VALUE!
BILL OF QUANTITIES
ACSA KSIA POWER FACTOR CORRECTION UPGRADE
SECTION 1: PRELIMINARIES AND GENERAL
ITEM No. | DESCRIPTION | UNIT | QUANTITY | RATE | TOTAL EXCL VAT
REFER TO ATTACHED DOCUMENTS FOR DETAILS:
In accordance with the conditions of Contract, provide for all expenses, obligations and general items pertaining to such conditions and all items not specifically specified or mentioned to enable the works to be completed in a satisfactory manner.
1 | Fixed Charge Items
1.1 | Site camp establishment including fencing, clearing the area and project Notice Board | Sum | 1 |  | 0
1.2 | Office and storage sheds/containers and Ablutions | Sum | 1 |  | 0
1.3 | Travelling and Transportation costs | Sum | 1 |  | 0
1.4 | Preparation of Health & Safety File, attendance of site Health and Safety meetings, and compliance with the Health and Safety Act. | Sum | 1 |  | 0
1.5 | Provision of barricades, danger tape, warning signs, First Aid Kits etc. | Sum | 1 |  | 0
1.6 | Contractors Design conducted by Electrical Engineer (ECSA registered) | Sum | 1 |  | 0
1.7 | As-builts: Three sets of electronic and hard copies of "As- built" drawings, test certificates, operating and maintenance manuals and Commissioning report to be submitted to Engineer on hand-over. | Sum | 1 |  | 0
1.8 | Training of employer’s staff (30 persons). Training to encompass full Operation & Maintenance procedures & activities | Sum | 1 |  | 0
1.9 | Cleaning/Site Rehab of site upon completion, including de-establishment | Sum | 1 |  | 0
1.10 | Provisional sum for ACSA safety inductions for access, permits and parking | Sum | 1 | 70000 | 70000
2 | Time Related Items
2.1 | Provision of Full time Health & Safety Officer for duration of contract (SACPCMP registered) | Months | 24 |  | 0
2.2 | Provision of security guards (24 hours per day, 7 days a week) | Months | 24 |  | 0
| TOTAL CARRIED TO SUMMARY PAGE (EXCL VAT) |  |  |  | 70000
The Bill of Quantities (BoQ) shall be submitted in PRINTED PDF format, duly completed, signed and shall form part of the NEC3 Engineering and Construction Contract (ECC).
BIDDING ENTITY/COMPANY : ___________________________________________ SIGNATURE (Duly Authorised) : __________________________________________ DATE: _______________ NAME: ____________________________________________________

## SECT 2- L Block Old (hidden)
BILL OF QUANTITIES
MUT - Alternative Energy supply
SECTION 2: SOLAR PV / BATTERY SYSTEM
|  | A | B | C | D | E | F | G | H | I | J | K
ITEM No. | DESCRIPTION | UNIT | QUANTITY | SUPPLY RATE (COST) | MARK UP % | SUPPLY RATE (MARKED UP) | Install Rate | MARK UP % | INSTALL RATE (Marked up) | LABOUR TOTAL | RATE (E+H) | TOTAL (BxJ)
2 |  | B: INVERTERS, SOLAR PV MODULES, BATTERIES, AC EQUIPMENT & CABLING
2.1 |  | B: Solar PV Panels
2.1.2 | L block Old -Supply, Deliver, Install, Test & Commission 550W Canadian Solar Super High Power Mono PERC or Equivalent to Engineer's approval. Inclusive of earthing & bonding complete | ea | 109 | 1623.93 | 25% | 2165.24 | 350 | 15% | 402.5 | 43872.5 | 2567.74 | 279883.66
2.2 |  | B: Inverters
2.2.2 | L Block Old-Supply, Deliver, Install, Test & Commission 50kW 3P Sunsynk hybrid inverter | No. | 2 | 87286.19 | 20% | 109107.7375 | 8000 | 15% | 9200 | 18400 | 118307.7375 | 236615.475
2.3 |  | B: Automatic Transfer Switch (ATS)
2.3.2 | L Block Old Supply, Deliver, Install, Test & Commission Changeover Switch | No. | 1 | 20000 | 20% | 25000 | 5700 | 15% | 6555 | 6555 | 31555 | 31555
2.3.3 | L Block Old Supply, Deliver, Install, Test & Commission Elum SD Genset controller | No. | 1 | 70000 | 20% | 87500 | 5700 | 15% | 6555 | 6555 | 94055 | 94055
2.4 |  | B: Battery System
2.4.1 | L Block Old-Supply, Deliver, Install, Test & Commission Lithium Batteries to provide backup. 200/160 HV | Sum | 2 | 1087743.096 | 20% | 1359678.87 | 8000 | 15% | 9200 | 18400 | 1368878.87 | 2737757.74
2.4.4
| Supply, Deliver, Install, Test & Commission Fuse Disconnectors with 250A fuses for Battery | No. | 4 | 2172.0165 | 20% | 2715.0206 | 250 | 15% | 287.5 | 1150 | 3002.5206 | 12010.0825
2.5 |  | B: Mounting Structure, Clamps & Walkways
2.5.1 | Mounting Structures. Material to be aluminium and must include a 10 year warranty | ea | 109 | 650 | 20% | 812.5 | 44.0367 | 15% | 50.6422 | 5520 | 863.1422 | 94082.5
| Cable Support/Wireways etc. Material to be galvanized steel | Sum | 1 | 10000 | 20% | 12500 | 7500 | 15% | 8625 | 8625 | 21125 | 21125
2.6 |  | B: DC Cabling
2.6.1 | 4mmsq Solar PV DC cables from panels to DC combiner box. Red cable for positive (+) and Black cable for negative (-) to SANS10142-1. UV resistant to EN50618 & TUV certified. Including MC4 connectors complete | m | 230 | 17.0775 | 20% | 21.3469 | 39 | 15% | 44.85 | 10315.5 | 66.1969 | 15225.2812
2.6.2 | 70mm2 Single core DC cable for Batteries | m | 6 | 207 | 20% | 258.75 | 65 | 15% | 74.75 | 448.5 | 333.5 | 2001
2.6.3 | 50mm2 Single core DC cable for Batteries | m | 0 | 190 | 20% | 237.5 | 65 | 15% | 74.75 | 0 | 312.25 | 0
| 25mm2 Single core DC cable for Batteries | m | 0 | 110 | 20% | 137.5 | 65 | 15% | 74.75 | 0 | 212.25 | 0
2.7 |  | B: DC Combiner Box
2.7.1 | DC Combiner Box including the ffg components: 1000V rating, 1 X MPPT, 8 Inputs & 1 Output, 160A Isolator, Type 1 & 2 Surge Protection device, Inclusive of fuses. | No. | 1 | 16201.644 | 20% | 20252.055 | 500 | 15% | 575 | 575 | 20827.055 | 20827.055
2.7.2 | DC Combiner Box including the ffg components: 1000V rating, 4 X MPPT, 8 Inputs & 8 Output, 160A Isolator, Type 1 & 2 Surge Protection device, Inclusive of fuses. | No. | 0 | 16201.644 | 20% | 20252.055 | 500 | 15% | 575 | 0 | 20827.055 | 0
2.8 |  | B: Circuit Breakers
2.8.1 | Supply, Deliver, Install new 400V, 200A, 6kA, 3P,adjustable MCCB | No. | 2 | 2500 | 20% | 3125 | 1400 | 15% | 1610 | 3220 | 4735 | 9470
2.8.2 | Supply, Deliver, Install new 400V, 150A, 6kA, 4P, adjustable MCCB | No. | 0 | 1800 | 20% | 2250 | 1400 | 15% | 1610 | 0 | 3860 | 0
2.8.3 | Supply, Deliver, Install new 400V, 80A, 6kA, 3P, MCB | No. | 2 | 1734.1 | 20% | 2167.625 | 1400 | 15% | 1610 | 3220 | 3777.625 | 7555.25
2.8.4 | Supply, Deliver, Install new 400V, 80A, 4P N/O Contactor | No. | 1 | 660 | 20% | 825 | 1400 | 15% | 1610 | 1610 | 2435 | 2435
2.9 |  | B: Distribution Boards
2.9.1 | Supply, Deliver, Install new 8-way LV Distribution Board | No. | 0 | 2500 | 20% | 3125 | 250 | 15% | 287.5 | 0 | 3412.5 | 0
2.9.2 | Supply, Deliver, Install new 16-way LV Distribution Board | No. | 3 | 5729 | 20% | 7161.25 | 250 | 15% | 287.5 | 862.5 | 7448.75 | 22346.25
2.9.3 | Supply, Deliver, Install Surge Arrestor Din 3 Pole+Neutral 20kA 1.3kV type 1 & 2 | No. | 1 | 5729 | 20% | 7161.25 | 250 | 15% | 287.5 | 287.5 | 7448.75 | 7448.75
2.9.4 | Supply, Deliver, Install new 300/5A, 10VA Current transformers as required to integrate the new system | No. | 3 | 350 | 20% | 437.5 | 250 | 15% | 287.5 | 862.5 | 725 | 2175
2.9.5 | Supply, Deliver, Install & Terminate 7C, 4mm control cable between CT's and Inverter | m | 2 | 35 | 20% | 43.75 | 195 | 15% | 224.25 | 448.5 | 268 | 536
2.9.6 | Disconnect & Remove existing equipment as per scope of works | Sum | 1 | 1 | 20% | 1.25 | 7500 | 15% | 8625 | 8625 | 8626.25 | 8626.25
2.1 |  | B: Steel Stand for Equipment
2.10.1 | Fabricate & Install galvanized steel stand for new Inverter. Dimensions: 1200 x 800 x 300mm (L X B X H) | No. | 3 | 10000 | 16% | 11904.7619 | 200 | 15% | 230 | 690 | 12134.7619 | 36404.2857
2.10.2 | Fabricate & Install galvanized steel stand for new ATS. Dimensions: 700 x 500 x 300mm (L X B X H) | No. | 0 | 7500 | 16% | 8928.5714 | 200 | 15% | 230 | 0 | 9158.5714 | 0
2.11 |  | B: AC CABLING
Supply, Deliver, Install & Test LV ECC CABLES (4 Core Cu PVC/SWA/PVC)
Laid in ground or Clamped to cable ladder or cable tray with K clamps at 1500mm spacing or to manufacturers recommendations. Type: Aberdare, Africa Cables or equal and approved by Engineer
2.11.1 | 70 mm² 4-core | m | 12 | 947.75 | 25% | 1263.6667 | 25 | 15% | 28.75 | 345 | 1292.4167 | 15509
2.11.2 | 50 mm² 4-core | m | 0 | 686.12 | 25% | 914.8267 | 25 | 15% | 28.75 | 0 | 943.5767 | 0
2.11.3 | 35 mm² 4-core | m | 0 | 634 | 25% | 845.3333 | 25 | 15% | 28.75 | 0 | 874.0833 | 0
2.11.4 | 25 mm² 4-core | m | 0 | 450 | 25% | 600 | 25 | 15% | 28.75 | 0 | 628.75 | 0
2.11.5 | 16 mm² 4-core | m | 0 | 380 | 25% | 506.6667 | 25 | 15% | 28.75 | 0 | 535.4167 | 0
2.11.6 | 10 mm² 4-core | m | 0 | 215 | 25% | 286.6667 | 25 | 15% | 28.75 | 0 | 315.4167 | 0
2.12 |  | B: GENERAL PURPOSE WIRE
2.12.1 | 35 mm² GPW | m | 8 | 109.45 | 20% | 136.8125 | 50 | 15% | 57.5 | 460 | 194.3125 | 1554.5
| 16 mm² GPW | m | 0 | 70.6 | 20% | 88.25 | 50 | 15% | 57.5 | 0 | 145.75 | 0
| 6 mm² GPW | m | 0 | 22.91 | 20% | 28.6375 | 50 | 15% | 57.5 | 0 | 86.1375 | 0
2.13 |  | B: SURFIX
2.13.1 | 1.5 mm² 2C + E Surfix | m | 0 | 25 | 20% | 31.25 |  | 15% | 0 | 0 | 31.25 | 0
2.13.2 | 2.5 mm² 2C + E Surfix | m | 0 | 33 | 20% | 41.25 |  | 15% | 0 | 0 | 41.25 | 0
2.13.3 | 4 mm² 2C + E Surfix | m | 0 | 37 | 20% | 46.25 |  | 15% | 0 | 0 | 46.25 | 0
2.14 |  | B: CABLE TERMINATIONS (1, or 4 Core Cu PVC/SWA/PVC or Flexible)
Cable terminations complete with compatible glands, lugs and shrouds to suite cable type to SABS requirements & Specifications:
2.14.1 | 70 mm² 4-core | ea | 6 | 827.794 | 20% | 1034.7425 | 525 | 15% | 603.75 | 3622.5 | 1638.4925 | 9830.955
2.14.2 | 70 mm² 1-core | ea | 0 | 385 | 20% | 481.25 | 525 | 15% | 603.75 | 0 | 1085 | 0
2.14.3 | 50 mm² 4-core | ea | 0 | 550 | 20% | 687.5 | 525 | 15% | 603.75 | 0 | 1291.25 | 0
2.14.4 | 35 mm² 4-core | ea | 0 | 350 | 20% | 437.5 | 525 | 15% | 603.75 | 0 | 1041.25 | 0
2.14.5 | 25 mm² 4-core | ea | 0 |  |  | 0 | 525 | 15% | 603.75 | 0 | 603.75 | 0
2.14.6 | 16 mm² 4-core | ea | 0 | 350 | 20% | 437.5 | 525 | 15% | 603.75 | 0 | 1041.25 | 0
2.14.7 | 10 mm² 4-core | ea | 0 | 350 | 20% | 437.5 | 525 | 15% | 603.75 | 0 | 1041.25 | 0
2.14.8 | 35 mm² 1-core | ea | 4 |  |  | 0 | 525 | 15% | 603.75 | 2415 | 603.75 | 2415
2.14.9 | 25 mm² 1-core | ea | 0 | 250 | 20% | 312.5 | 525 | 15% | 603.75 | 0 | 916.25 | 0
2.14.10 | 16 mm² 1-core | ea | 0 | 500 | 20% | 625 | 525 | 15% | 603.75 | 0 | 1228.75 | 0
2.14.11 | 10 mm² 1-core | ea | 0 | 500 | 20% | 625 | 525 | 15% | 603.75 | 0 | 1228.75 | 0
2.15 |  | B: INSULATED COPPER EARTH WIRE
Black insulated stranded copper earth wire strapped to cable at 2000mm centres with PVC cable ties or approved method:
2.15.1 | 35 mm² | ea | 0 | 4620 | 20% | 5775 | 315 | 15% | 362.25 | 0 | 6137.25 | 0
2.15.2 | 6 mm² | ea | 18 | 30 | 20% | 37.5 | 15 | 15% | 17.25 | 310.5 | 54.75 | 985.5
2.16 |  | B: COMMUNICATIONS CABLE
2.16.1 | Supply, deliver, Install & terminate CAT 6 communications cable (including connectors) as per scope of work | m | 10 | 5 | 20% | 6.25 | 300 | 15% | 345 | 3450 | 351.25 | 3512.5
2.17 |  | B: TRENCHING & BACKFILLING
Trench depth to be 600mm deep
2.17.1 | Trenching & backfilling of cables in soft pickable soil as per scope of work. Including importing of backfill material as required. Including cable warning tape | Sum | 0 |  | 20% | 0 | 39200 | 15% | 45080 | 0 | 45080 | 0
2.17.2 | Trenching & backfilling of cables in hard rock as per scope of work. Including importing of backfill material as required. Including cable warning tape | Sum | 0 |  | 20% | 0 | 39200 | 15% | 45080 | 0 | 45080 | 0
2.17.3 | Supply & Install 50mm diameter PVC sleeves including bends and connectors | Sum | 0 | 3500 | 20% | 4375 | 750 | 15% | 862.5 | 0 | 5237.5 | 0
2.17.4 | Re-instatement of existing concrete surfaces | Sum | 0 | 13500 | 20% | 16875 | 5 | 15% | 5.75 | 0 | 16880.75 | 0
2.18 |  | B: Tree cutting & trimming
2.18.1 | Tree cutting & trimming as required | Sum | 0 | 0 | 20% | 0 | 7500 |  |  | 0 | 0 | 0
0
2.19 | Lighting Protection System | I: 0
2.19.1 | Design, Supply, Test & Install Lighting Protection System by Specialist | Sum | 1 | 25000 | 0% | 25000 | 0 |  |  | 0 | 25000 | 25000
2.2 | Earthing System | I: 0
2.20.1 | Design, Supply, Test & Install Earthing System by Specialist | Sum | 1 | 15000 | 0% | 15000 | 0 |  |  | 0 | 15000 | 15000
2.21 | Cerificate of Compliance | I: 0
2.21.1 | Issuing of CoC for new system as per SANS 10142-1 | Sum | 1 | 5000 | 0% | 5000 | 0 |  |  | 0 | 5000 | 5000
2.21.2 | Provisional Sum for rectification of existing defects in order to issue CoC | Sum | 1 | 50000 | 0% | 50000 | 0 |  |  | 0 | 50000 | 50000
2.22 | SUNDRY ITEMS | I: 0
0
2.22.1 | All items such as bolts, nuts, mounting screws, scruits midget, connector blocks, cable ties, cable/tray clamps etc. to provide a fully functional and compliant system | Sum | 1 | 15000 | 20% | 18750 | 1 |  |  | 1 | 18751 | 18751
| Carried to summary | I: 150846.5; K: 3789693.0345

## SECT 2- L Block Old - 0 PV (hidden)
BILL OF QUANTITIES
MUT - Alternative Energy supply
SECTION 2: SOLAR PV / BATTERY SYSTEM
|  | A | B | C | D | E | F | G | H | I | J | K
ITEM No. | DESCRIPTION | UNIT | QUANTITY | SUPPLY RATE (COST) | MARK UP % | SUPPLY RATE (MARKED UP) | Install Rate | MARK UP % | INSTALL RATE (Marked up) | LABOUR TOTAL | RATE (E+H) | TOTAL (BxJ)
2 |  | B: INVERTERS, SOLAR PV MODULES, BATTERIES, AC EQUIPMENT & CABLING
2.1 |  | B: Solar PV Panels
2.1.2 | L block Old -Supply, Deliver, Install, Test & Commission 550W Canadian Solar Super High Power Mono PERC or Equivalent to Engineer's approval. Inclusive of earthing & bonding complete | ea | 1 | 1623.93 | 25% | 2165.24 | 350 | 15% | 402.5 | 402.5 | 2567.74 | 2567.74
2.2 |  | B: Inverters
2.2.2 | L Block Old-Supply, Deliver, Install, Test & Commission 50kW 3P Sunsynk hybrid inverter | No. | 2 | 87286.19 | 20% | 109107.7375 | 8000 | 15% | 9200 | 18400 | 118307.7375 | 236615.475
2.3 |  | B: Automatic Transfer Switch (ATS)
2.3.2 | L Block Old Supply, Deliver, Install, Test & Commission Changeover Switch | No. | 1 | 20000 | 20% | 25000 | 5700 | 15% | 6555 | 6555 | 31555 | 31555
2.3.3 | L Block Old Supply, Deliver, Install, Test & Commission Elum SD Genset controller | No. | 1 | 70000 | 20% | 87500 | 5700 | 15% | 6555 | 6555 | 94055 | 94055
2.4 |  | B: Battery System
2.4.1 | L Block Old-Supply, Deliver, Install, Test & Commission Lithium Batteries to provide backup. 200/160 HV | Sum | 2 | 1087743.096 | 20% | 1359678.87 | 8000 | 15% | 9200 | 18400 | 1368878.87 | 2737757.74
2.4.4
| Supply, Deliver, Install, Test & Commission Fuse Disconnectors with 250A fuses for Battery | No. | 4 | 2172.0165 | 20% | 2715.0206 | 250 | 15% | 287.5 | 1150 | 3002.5206 | 12010.0825
2.5 |  | B: Mounting Structure, Clamps & Walkways
2.5.1 | Mounting Structures. Material to be aluminium and must include a 10 year warranty | ea | 1 | 650 | 20% | 812.5 | 4800 | 15% | 5520 | 5520 | 6332.5 | 6332.5
| Cable Support/Wireways etc. Material to be galvanized steel | Sum | 1 | 10000 | 20% | 12500 | 7500 | 15% | 8625 | 8625 | 21125 | 21125
2.6 |  | B: DC Cabling
2.6.1 | 4mmsq Solar PV DC cables from panels to DC combiner box. Red cable for positive (+) and Black cable for negative (-) to SANS10142-1. UV resistant to EN50618 & TUV certified. Including MC4 connectors complete | m | 0 | 17.0775 | 20% | 21.3469 | 39 | 15% | 44.85 | 0 | 66.1969 | 0
2.6.2 | 70mm2 Single core DC cable for Batteries | m | 6 | 207 | 20% | 258.75 | 65 | 15% | 74.75 | 448.5 | 333.5 | 2001
2.6.3 | 50mm2 Single core DC cable for Batteries | m | 0 | 190 | 20% | 237.5 | 65 | 15% | 74.75 | 0 | 312.25 | 0
| 25mm2 Single core DC cable for Batteries | m | 0 | 110 | 20% | 137.5 | 65 | 15% | 74.75 | 0 | 212.25 | 0
2.7 |  | B: DC Combiner Box
2.7.1 | DC Combiner Box including the ffg components: 1000V rating, 1 X MPPT, 8 Inputs & 1 Output, 160A Isolator, Type 1 & 2 Surge Protection device, Inclusive of fuses. | No. | 0 | 16201.644 | 20% | 20252.055 | 500 | 15% | 575 | 0 | 20827.055 | 0
2.7.2 | DC Combiner Box including the ffg components: 1000V rating, 4 X MPPT, 8 Inputs & 8 Output, 160A Isolator, Type 1 & 2 Surge Protection device, Inclusive of fuses. | No. | 0 | 16201.644 | 20% | 20252.055 | 500 | 15% | 575 | 0 | 20827.055 | 0
2.8 |  | B: Circuit Breakers
2.8.1 | Supply, Deliver, Install new 400V, 200A, 6kA, 3P,adjustable MCCB | No. | 2 | 2500 | 20% | 3125 | 1400 | 15% | 1610 | 3220 | 4735 | 9470
2.8.2 | Supply, Deliver, Install new 400V, 150A, 6kA, 4P, adjustable MCCB | No. | 0 | 1800 | 20% | 2250 | 1400 | 15% | 1610 | 0 | 3860 | 0
2.8.3 | Supply, Deliver, Install new 400V, 80A, 6kA, 3P, MCB | No. | 2 | 1734.1 | 20% | 2167.625 | 1400 | 15% | 1610 | 3220 | 3777.625 | 7555.25
2.8.4 | Supply, Deliver, Install new 400V, 80A, 4P N/O Contactor | No. | 1 | 660 | 20% | 825 | 1400 | 15% | 1610 | 1610 | 2435 | 2435
2.9 |  | B: Distribution Boards
2.9.1 | Supply, Deliver, Install new 8-way LV Distribution Board | No. | 0 | 2500 | 20% | 3125 | 250 | 15% | 287.5 | 0 | 3412.5 | 0
2.9.2 | Supply, Deliver, Install new 16-way LV Distribution Board | No. | 3 | 5729 | 20% | 7161.25 | 250 | 15% | 287.5 | 862.5 | 7448.75 | 22346.25
2.9.3 | Supply, Deliver, Install Surge Arrestor Din 3 Pole+Neutral 20kA 1.3kV type 1 & 2 | No. | 1 | 5729 | 20% | 7161.25 | 250 | 15% | 287.5 | 287.5 | 7448.75 | 7448.75
2.9.4 | Supply, Deliver, Install new 300/5A, 10VA Current transformers as required to integrate the new system | No. | 3 | 350 | 20% | 437.5 | 250 | 15% | 287.5 | 862.5 | 725 | 2175
2.9.5 | Supply, Deliver, Install & Terminate 7C, 4mm control cable between CT's and Inverter | m | 2 | 35 | 20% | 43.75 | 195 | 15% | 224.25 | 448.5 | 268 | 536
2.9.6 | Disconnect & Remove existing equipment as per scope of works | Sum | 1 | 1 | 20% | 1.25 | 7500 | 15% | 8625 | 8625 | 8626.25 | 8626.25
2.1 |  | B: Steel Stand for Equipment
2.10.1 | Fabricate & Install galvanized steel stand for new Inverter. Dimensions: 1200 x 800 x 300mm (L X B X H) | No. | 3 | 10000 | 16% | 11904.7619 | 200 | 15% | 230 | 690 | 12134.7619 | 36404.2857
2.10.2 | Fabricate & Install galvanized steel stand for new ATS. Dimensions: 700 x 500 x 300mm (L X B X H) | No. | 0 | 7500 | 16% | 8928.5714 | 200 | 15% | 230 | 0 | 9158.5714 | 0
2.11 |  | B: AC CABLING
Supply, Deliver, Install & Test LV ECC CABLES (4 Core Cu PVC/SWA/PVC)
Laid in ground or Clamped to cable ladder or cable tray with K clamps at 1500mm spacing or to manufacturers recommendations. Type: Aberdare, Africa Cables or equal and approved by Engineer
2.11.1 | 70 mm² 4-core | m | 12 | 947.75 | 25% | 1263.6667 | 25 | 15% | 28.75 | 345 | 1292.4167 | 15509
2.11.2 | 50 mm² 4-core | m | 0 | 686.12 | 25% | 914.8267 | 25 | 15% | 28.75 | 0 | 943.5767 | 0
2.11.3 | 35 mm² 4-core | m | 0 | 634 | 25% | 845.3333 | 25 | 15% | 28.75 | 0 | 874.0833 | 0
2.11.4 | 25 mm² 4-core | m | 0 | 450 | 25% | 600 | 25 | 15% | 28.75 | 0 | 628.75 | 0
2.11.5 | 16 mm² 4-core | m | 0 | 380 | 25% | 506.6667 | 25 | 15% | 28.75 | 0 | 535.4167 | 0
2.11.6 | 10 mm² 4-core | m | 0 | 215 | 25% | 286.6667 | 25 | 15% | 28.75 | 0 | 315.4167 | 0
2.12 |  | B: GENERAL PURPOSE WIRE
2.12.1 | 35 mm² GPW | m | 8 | 109.45 | 20% | 136.8125 | 50 | 15% | 57.5 | 460 | 194.3125 | 1554.5
| 16 mm² GPW | m | 0 | 70.6 | 20% | 88.25 | 50 | 15% | 57.5 | 0 | 145.75 | 0
| 6 mm² GPW | m | 0 | 22.91 | 20% | 28.6375 | 50 | 15% | 57.5 | 0 | 86.1375 | 0
2.13 |  | B: SURFIX
2.13.1 | 1.5 mm² 2C + E Surfix | m | 0 | 25 | 20% | 31.25 |  | 15% | 0 | 0 | 31.25 | 0
2.13.2 | 2.5 mm² 2C + E Surfix | m | 0 | 33 | 20% | 41.25 |  | 15% | 0 | 0 | 41.25 | 0
2.13.3 | 4 mm² 2C + E Surfix | m | 0 | 37 | 20% | 46.25 |  | 15% | 0 | 0 | 46.25 | 0
2.14 |  | B: CABLE TERMINATIONS (1, or 4 Core Cu PVC/SWA/PVC or Flexible)
Cable terminations complete with compatible glands, lugs and shrouds to suite cable type to SABS requirements & Specifications:
2.14.1 | 70 mm² 4-core | ea | 6 | 827.794 | 20% | 1034.7425 | 525 | 15% | 603.75 | 3622.5 | 1638.4925 | 9830.955
2.14.2 | 70 mm² 1-core | ea | 0 | 385 | 20% | 481.25 | 525 | 15% | 603.75 | 0 | 1085 | 0
2.14.3 | 50 mm² 4-core | ea | 0 | 550 | 20% | 687.5 | 525 | 15% | 603.75 | 0 | 1291.25 | 0
2.14.4 | 35 mm² 4-core | ea | 0 | 350 | 20% | 437.5 | 525 | 15% | 603.75 | 0 | 1041.25 | 0
2.14.5 | 25 mm² 4-core | ea | 0 |  |  | 0 | 525 | 15% | 603.75 | 0 | 603.75 | 0
2.14.6 | 16 mm² 4-core | ea | 0 | 350 | 20% | 437.5 | 525 | 15% | 603.75 | 0 | 1041.25 | 0
2.14.7 | 10 mm² 4-core | ea | 0 | 350 | 20% | 437.5 | 525 | 15% | 603.75 | 0 | 1041.25 | 0
2.14.8 | 35 mm² 1-core | ea | 4 |  |  | 0 | 525 | 15% | 603.75 | 2415 | 603.75 | 2415
2.14.9 | 25 mm² 1-core | ea | 0 | 250 | 20% | 312.5 | 525 | 15% | 603.75 | 0 | 916.25 | 0
2.14.10 | 16 mm² 1-core | ea | 0 | 500 | 20% | 625 | 525 | 15% | 603.75 | 0 | 1228.75 | 0
2.14.11 | 10 mm² 1-core | ea | 0 | 500 | 20% | 625 | 525 | 15% | 603.75 | 0 | 1228.75 | 0
2.15 |  | B: INSULATED COPPER EARTH WIRE
Black insulated stranded copper earth wire strapped to cable at 2000mm centres with PVC cable ties or approved method:
2.15.1 | 35 mm² | ea | 0 | 4620 | 20% | 5775 | 315 | 15% | 362.25 | 0 | 6137.25 | 0
2.15.2 | 6 mm² | ea | 18 | 30 | 20% | 37.5 | 15 | 15% | 17.25 | 310.5 | 54.75 | 985.5
2.16 |  | B: COMMUNICATIONS CABLE
2.16.1 | Supply, deliver, Install & terminate CAT 6 communications cable (including connectors) as per scope of work | m | 10 | 5 | 20% | 6.25 | 300 | 15% | 345 | 3450 | 351.25 | 3512.5
2.17 |  | B: TRENCHING & BACKFILLING
Trench depth to be 600mm deep
2.17.1 | Trenching & backfilling of cables in soft pickable soil as per scope of work. Including importing of backfill material as required. Including cable warning tape | Sum | 0 |  | 20% | 0 | 39200 | 15% | 45080 | 0 | 45080 | 0
2.17.2 | Trenching & backfilling of cables in hard rock as per scope of work. Including importing of backfill material as required. Including cable warning tape | Sum | 0 |  | 20% | 0 | 39200 | 15% | 45080 | 0 | 45080 | 0
2.17.3 | Supply & Install 50mm diameter PVC sleeves including bends and connectors | Sum | 0 | 3500 | 20% | 4375 | 750 | 15% | 862.5 | 0 | 5237.5 | 0
2.17.4 | Re-instatement of existing concrete surfaces | Sum | 0 | 13500 | 20% | 16875 | 5 | 15% | 5.75 | 0 | 16880.75 | 0
2.18 |  | B: Tree cutting & trimming
2.18.1 | Tree cutting & trimming as required | Sum | 0 | 0 | 20% | 0 | 7500 |  |  | 0 | 0 | 0
0
2.19 | Lighting Protection System | I: 0
2.19.1 | Design, Supply, Test & Install Lighting Protection System by Specialist | Sum | 1 | 25000 | 0% | 25000 | 0 |  |  | 0 | 25000 | 25000
2.2 | Earthing System | I: 0
2.20.1 | Design, Supply, Test & Install Earthing System by Specialist | Sum | 1 | 15000 | 0% | 15000 | 0 |  |  | 0 | 15000 | 15000
2.21 | Cerificate of Compliance | I: 0
2.21.1 | Issuing of CoC for new system as per SANS 10142-1 | Sum | 1 | 5000 | 0% | 5000 | 0 |  |  | 0 | 5000 | 5000
2.21.2 | Provisional Sum for rectification of existing defects in order to issue CoC | Sum | 1 | 50000 | 0% | 50000 | 0 |  |  | 0 | 50000 | 50000
2.22 | SUNDRY ITEMS | I: 0
0
2.22.1 | All items such as bolts, nuts, mounting screws, scruits midget, connector blocks, cable ties, cable/tray clamps etc. to provide a fully functional and compliant system | Sum | 1 | 15000 | 20% | 18750 | 1 |  |  | 1 | 18751 | 18751
| Carried to summary | I: 96486; K: 3388574.7782

## SECT 2- L Block Old - 0PV&2.5hr (hidden)
BILL OF QUANTITIES
MUT - Alternative Energy supply
SECTION 2: SOLAR PV / BATTERY SYSTEM
|  | A | B | C | D | E | F | G | H | I | J | K
ITEM No. | DESCRIPTION | UNIT | QUANTITY | SUPPLY RATE (COST) | MARK UP % | SUPPLY RATE (MARKED UP) | Install Rate | MARK UP % | INSTALL RATE (Marked up) | LABOUR TOTAL | RATE (E+H) | TOTAL (BxJ)
2 |  | B: INVERTERS, SOLAR PV MODULES, BATTERIES, AC EQUIPMENT & CABLING
2.1 |  | B: Solar PV Panels
2.1.2 | L block Old -Supply, Deliver, Install, Test & Commission 550W Canadian Solar Super High Power Mono PERC or Equivalent to Engineer's approval. Inclusive of earthing & bonding complete | ea | 0 | 1623.93 | 25% | 2165.24 | 350 | 15% | 402.5 | 0 | 2567.74 | 0
2.2 |  | B: Inverters
2.2.2 | L Block Old-Supply, Deliver, Install, Test & Commission 50kW 3P Sunsynk hybrid inverter | No. | 2 | 87286.19 | 20% | 109107.7375 | 8000 | 15% | 9200 | 18400 | 118307.7375 | 236615.475
2.3 |  | B: Automatic Transfer Switch (ATS)
2.3.2 | L Block Old Supply, Deliver, Install, Test & Commission Changeover Switch | No. | 1 | 20000 | 20% | 25000 | 5700 | 15% | 6555 | 6555 | 31555 | 31555
2.3.3 | L Block Old Supply, Deliver, Install, Test & Commission Elum SD Genset controller | No. | 1 | 70000 | 20% | 87500 | 5700 | 15% | 6555 | 6555 | 94055 | 94055
2.4 |  | B: Battery System
2.4.1 | L Block Old-Supply, Deliver, Install, Test & Commission Lithium Batteries to provide backup. 100/80 HV | Sum | 2 | 553075.452 | 20% | 691344.315 | 8000 | 15% | 9200 | 18400 | 700544.315 | 1401088.63
2.4.4
| Supply, Deliver, Install, Test & Commission Fuse Disconnectors with 250A fuses for Battery | No. | 2 | 2172.0165 | 20% | 2715.0206 | 250 | 15% | 287.5 | 575 | 3002.5206 | 6005.0412
2.5 |  | B: Mounting Structure, Clamps & Walkways
2.5.1 | Mounting Structures. Material to be aluminium and must include a 10 year warranty | ea | 1 | 650 | 20% | 812.5 | 4800 | 15% | 5520 | 5520 | 6332.5 | 6332.5
| Cable Support/Wireways etc. Material to be galvanized steel | Sum | 1 | 10000 | 20% | 12500 | 7500 | 15% | 8625 | 8625 | 21125 | 21125
2.6 |  | B: DC Cabling
2.6.1 | 4mmsq Solar PV DC cables from panels to DC combiner box. Red cable for positive (+) and Black cable for negative (-) to SANS10142-1. UV resistant to EN50618 & TUV certified. Including MC4 connectors complete | m | 0 | 17.0775 | 20% | 21.3469 | 39 | 15% | 44.85 | 0 | 66.1969 | 0
2.6.2 | 70mm2 Single core DC cable for Batteries | m | 6 | 207 | 20% | 258.75 | 65 | 15% | 74.75 | 448.5 | 333.5 | 2001
2.6.3 | 50mm2 Single core DC cable for Batteries | m | 0 | 190 | 20% | 237.5 | 65 | 15% | 74.75 | 0 | 312.25 | 0
| 25mm2 Single core DC cable for Batteries | m | 0 | 110 | 20% | 137.5 | 65 | 15% | 74.75 | 0 | 212.25 | 0
2.7 |  | B: DC Combiner Box
2.7.1 | DC Combiner Box including the ffg components: 1000V rating, 1 X MPPT, 8 Inputs & 1 Output, 160A Isolator, Type 1 & 2 Surge Protection device, Inclusive of fuses. | No. | 0 | 16201.644 | 20% | 20252.055 | 500 | 15% | 575 | 0 | 20827.055 | 0
2.7.2 | DC Combiner Box including the ffg components: 1000V rating, 4 X MPPT, 8 Inputs & 8 Output, 160A Isolator, Type 1 & 2 Surge Protection device, Inclusive of fuses. | No. | 0 | 16201.644 | 20% | 20252.055 | 500 | 15% | 575 | 0 | 20827.055 | 0
2.8 |  | B: Circuit Breakers
2.8.1 | Supply, Deliver, Install new 400V, 200A, 6kA, 3P,adjustable MCCB | No. | 2 | 2500 | 20% | 3125 | 1400 | 15% | 1610 | 3220 | 4735 | 9470
2.8.2 | Supply, Deliver, Install new 400V, 150A, 6kA, 4P, adjustable MCCB | No. | 0 | 1800 | 20% | 2250 | 1400 | 15% | 1610 | 0 | 3860 | 0
2.8.3 | Supply, Deliver, Install new 400V, 80A, 6kA, 3P, MCB | No. | 2 | 1734.1 | 20% | 2167.625 | 1400 | 15% | 1610 | 3220 | 3777.625 | 7555.25
2.8.4 | Supply, Deliver, Install new 400V, 80A, 4P N/O Contactor | No. | 1 | 660 | 20% | 825 | 1400 | 15% | 1610 | 1610 | 2435 | 2435
2.9 |  | B: Distribution Boards
2.9.1 | Supply, Deliver, Install new 8-way LV Distribution Board | No. | 0 | 2500 | 20% | 3125 | 250 | 15% | 287.5 | 0 | 3412.5 | 0
2.9.2 | Supply, Deliver, Install new 16-way LV Distribution Board | No. | 3 | 5729 | 20% | 7161.25 | 250 | 15% | 287.5 | 862.5 | 7448.75 | 22346.25
2.9.3 | Supply, Deliver, Install Surge Arrestor Din 3 Pole+Neutral 20kA 1.3kV type 1 & 2 | No. | 1 | 5729 | 20% | 7161.25 | 250 | 15% | 287.5 | 287.5 | 7448.75 | 7448.75
2.9.4 | Supply, Deliver, Install new 300/5A, 10VA Current transformers as required to integrate the new system | No. | 3 | 350 | 20% | 437.5 | 250 | 15% | 287.5 | 862.5 | 725 | 2175
2.9.5 | Supply, Deliver, Install & Terminate 7C, 4mm control cable between CT's and Inverter | m | 2 | 35 | 20% | 43.75 | 195 | 15% | 224.25 | 448.5 | 268 | 536
2.9.6 | Disconnect & Remove existing equipment as per scope of works | Sum | 1 | 1 | 20% | 1.25 | 7500 | 15% | 8625 | 8625 | 8626.25 | 8626.25
2.1 |  | B: Steel Stand for Equipment
2.10.1 | Fabricate & Install galvanized steel stand for new Inverter. Dimensions: 1200 x 800 x 300mm (L X B X H) | No. | 3 | 10000 | 16% | 11904.7619 | 200 | 15% | 230 | 690 | 12134.7619 | 36404.2857
2.10.2 | Fabricate & Install galvanized steel stand for new ATS. Dimensions: 700 x 500 x 300mm (L X B X H) | No. | 0 | 7500 | 16% | 8928.5714 | 200 | 15% | 230 | 0 | 9158.5714 | 0
2.11 |  | B: AC CABLING
Supply, Deliver, Install & Test LV ECC CABLES (4 Core Cu PVC/SWA/PVC)
Laid in ground or Clamped to cable ladder or cable tray with K clamps at 1500mm spacing or to manufacturers recommendations. Type: Aberdare, Africa Cables or equal and approved by Engineer
2.11.1 | 70 mm² 4-core | m | 12 | 947.75 | 25% | 1263.6667 | 25 | 15% | 28.75 | 345 | 1292.4167 | 15509
2.11.2 | 50 mm² 4-core | m | 0 | 686.12 | 25% | 914.8267 | 25 | 15% | 28.75 | 0 | 943.5767 | 0
2.11.3 | 35 mm² 4-core | m | 0 | 634 | 25% | 845.3333 | 25 | 15% | 28.75 | 0 | 874.0833 | 0
2.11.4 | 25 mm² 4-core | m | 0 | 450 | 25% | 600 | 25 | 15% | 28.75 | 0 | 628.75 | 0
2.11.5 | 16 mm² 4-core | m | 0 | 380 | 25% | 506.6667 | 25 | 15% | 28.75 | 0 | 535.4167 | 0
2.11.6 | 10 mm² 4-core | m | 0 | 215 | 25% | 286.6667 | 25 | 15% | 28.75 | 0 | 315.4167 | 0
2.12 |  | B: GENERAL PURPOSE WIRE
2.12.1 | 35 mm² GPW | m | 8 | 109.45 | 20% | 136.8125 | 50 | 15% | 57.5 | 460 | 194.3125 | 1554.5
| 16 mm² GPW | m | 0 | 70.6 | 20% | 88.25 | 50 | 15% | 57.5 | 0 | 145.75 | 0
| 6 mm² GPW | m | 0 | 22.91 | 20% | 28.6375 | 50 | 15% | 57.5 | 0 | 86.1375 | 0
2.13 |  | B: SURFIX
2.13.1 | 1.5 mm² 2C + E Surfix | m | 0 | 25 | 20% | 31.25 |  | 15% | 0 | 0 | 31.25 | 0
2.13.2 | 2.5 mm² 2C + E Surfix | m | 0 | 33 | 20% | 41.25 |  | 15% | 0 | 0 | 41.25 | 0
2.13.3 | 4 mm² 2C + E Surfix | m | 0 | 37 | 20% | 46.25 |  | 15% | 0 | 0 | 46.25 | 0
2.14 |  | B: CABLE TERMINATIONS (1, or 4 Core Cu PVC/SWA/PVC or Flexible)
Cable terminations complete with compatible glands, lugs and shrouds to suite cable type to SABS requirements & Specifications:
2.14.1 | 70 mm² 4-core | ea | 6 | 827.794 | 20% | 1034.7425 | 525 | 15% | 603.75 | 3622.5 | 1638.4925 | 9830.955
2.14.2 | 70 mm² 1-core | ea | 0 | 385 | 20% | 481.25 | 525 | 15% | 603.75 | 0 | 1085 | 0
2.14.3 | 50 mm² 4-core | ea | 0 | 550 | 20% | 687.5 | 525 | 15% | 603.75 | 0 | 1291.25 | 0
2.14.4 | 35 mm² 4-core | ea | 0 | 350 | 20% | 437.5 | 525 | 15% | 603.75 | 0 | 1041.25 | 0
2.14.5 | 25 mm² 4-core | ea | 0 |  |  | 0 | 525 | 15% | 603.75 | 0 | 603.75 | 0
2.14.6 | 16 mm² 4-core | ea | 0 | 350 | 20% | 437.5 | 525 | 15% | 603.75 | 0 | 1041.25 | 0
2.14.7 | 10 mm² 4-core | ea | 0 | 350 | 20% | 437.5 | 525 | 15% | 603.75 | 0 | 1041.25 | 0
2.14.8 | 35 mm² 1-core | ea | 4 |  |  | 0 | 525 | 15% | 603.75 | 2415 | 603.75 | 2415
2.14.9 | 25 mm² 1-core | ea | 0 | 250 | 20% | 312.5 | 525 | 15% | 603.75 | 0 | 916.25 | 0
2.14.10 | 16 mm² 1-core | ea | 0 | 500 | 20% | 625 | 525 | 15% | 603.75 | 0 | 1228.75 | 0
2.14.11 | 10 mm² 1-core | ea | 0 | 500 | 20% | 625 | 525 | 15% | 603.75 | 0 | 1228.75 | 0
2.15 |  | B: INSULATED COPPER EARTH WIRE
Black insulated stranded copper earth wire strapped to cable at 2000mm centres with PVC cable ties or approved method:
2.15.1 | 35 mm² | ea | 0 | 4620 | 20% | 5775 | 315 | 15% | 362.25 | 0 | 6137.25 | 0
2.15.2 | 6 mm² | ea | 18 | 30 | 20% | 37.5 | 15 | 15% | 17.25 | 310.5 | 54.75 | 985.5
2.16 |  | B: COMMUNICATIONS CABLE
2.16.1 | Supply, deliver, Install & terminate CAT 6 communications cable (including connectors) as per scope of work | m | 10 | 5 | 20% | 6.25 | 300 | 15% | 345 | 3450 | 351.25 | 3512.5
2.17 |  | B: TRENCHING & BACKFILLING
Trench depth to be 600mm deep
2.17.1 | Trenching & backfilling of cables in soft pickable soil as per scope of work. Including importing of backfill material as required. Including cable warning tape | Sum | 0 |  | 20% | 0 | 39200 | 15% | 45080 | 0 | 45080 | 0
2.17.2 | Trenching & backfilling of cables in hard rock as per scope of work. Including importing of backfill material as required. Including cable warning tape | Sum | 0 |  | 20% | 0 | 39200 | 15% | 45080 | 0 | 45080 | 0
2.17.3 | Supply & Install 50mm diameter PVC sleeves including bends and connectors | Sum | 0 | 3500 | 20% | 4375 | 750 | 15% | 862.5 | 0 | 5237.5 | 0
2.17.4 | Re-instatement of existing concrete surfaces | Sum | 0 | 13500 | 20% | 16875 | 5 | 15% | 5.75 | 0 | 16880.75 | 0
2.18 |  | B: Tree cutting & trimming
2.18.1 | Tree cutting & trimming as required | Sum | 0 | 0 | 20% | 0 | 7500 |  |  | 0 | 0 | 0
0
2.19 | Lighting Protection System | I: 0
2.19.1 | Design, Supply, Test & Install Lighting Protection System by Specialist | Sum | 1 | 25000 | 0% | 25000 | 0 |  |  | 0 | 25000 | 25000
2.2 | Earthing System | I: 0
2.20.1 | Design, Supply, Test & Install Earthing System by Specialist | Sum | 1 | 15000 | 0% | 15000 | 0 |  |  | 0 | 15000 | 15000
2.21 | Cerificate of Compliance | I: 0
2.21.1 | Issuing of CoC for new system as per SANS 10142-1 | Sum | 1 | 5000 | 0% | 5000 | 0 |  |  | 0 | 5000 | 5000
2.21.2 | Provisional Sum for rectification of existing defects in order to issue CoC | Sum | 1 | 50000 | 0% | 50000 | 0 |  |  | 0 | 50000 | 50000
2.22 | SUNDRY ITEMS | I: 0
0
2.22.1 | All items such as bolts, nuts, mounting screws, scruits midget, connector blocks, cable ties, cable/tray clamps etc. to provide a fully functional and compliant system | Sum | 1 | 15000 | 20% | 18750 | 1 |  |  | 1 | 18751 | 18751
| Carried to summary | I: 95508.5; K: 2043332.887 | 2349832.82

## SECT 2- L Block New (hidden)
BILL OF QUANTITIES
MUT - Alternative Energy supply
SECTION 2: SOLAR PV / BATTERY SYSTEM
|  | A | B | C | D | E | F | G | H | I | J | K
ITEM No. | DESCRIPTION | UNIT | QUANTITY | SUPPLY RATE (COST) | MARK UP % | SUPPLY RATE (MARKED UP) | Install Rate | MARK UP % | INSTALL RATE (Marked up) | LABOUR TOTAL | RATE (E+H) | TOTAL (BxJ)
2 |  | B: INVERTERS, SOLAR PV MODULES, BATTERIES, AC EQUIPMENT & CABLING
2.1 |  | B: Solar PV Panels
2.1.2 | L block New -Supply, Deliver, Install, Test & Commission 550W Canadian Solar Super High Power Mono PERC or Equivalent to Engineer's approval. Inclusive of earthing & bonding complete | ea | 86 | 1623.93 | 25% | 2165.24 | 350 | 15% | 402.5 | 34615 | 2567.74 | 220825.64
2.2 |  | B: Inverters
2.2.2 | L Block New-Supply, Deliver, Install, Test & Commission 50kW 3P Sunsynk hybrid inverter | No. | 3 | 87286.19 | 20% | 109107.7375 | 8000 | 15% | 9200 | 27600 | 118307.7375 | 354923.2125
2.3 |  | B: Automatic Transfer Switch (ATS)
2.3.2 | L Block New Supply, Deliver, Install, Test & Commission Changeover Switch | No. | 1 | 20000 | 20% | 25000 | 5700 | 15% | 6555 | 6555 | 31555 | 31555
2.3.3 | L Block Old Supply, Deliver, Install, Test & Commission Elum SD Genset controller | No. | 1 | 70000 | 20% | 87500 | 5700 | 15% | 6555 | 6555 | 94055 | 94055
2.4 |  | B: Battery System
2.4.1 | L Block New-Supply, Deliver, Install, Test & Commission Lithium Batteries to provide backup. 200/160 HV | ea | 3 | 1087743.096 | 20% | 1359678.87 | 8000 | 15% | 9200 | 27600 | 1368878.87 | 4106636.61
2.4.4
| Supply, Deliver, Install, Test & Commission Fuse Disconnectors with 250A fuses for Battery | No. | 6 | 2172.0165 | 20% | 2715.0206 | 250 | 15% | 287.5 | 1725 | 3002.5206 | 18015.1237
2.5 |  | B: Mounting Structure, Clamps & Walkways
2.5.1 | Mounting Structures. Material to be aluminium and must include a 10 year warranty | ea | 86 | 650 | 20% | 812.5 | 55.814 | 15% | 64.186 | 5520 | 876.686 | 75395
| Cable Support/Wireways etc. Material to be galvanized steel | Sum | 1 | 10000 | 20% | 12500 | 7500 | 15% | 8625 | 8625 | 21125 | 21125
2.6 |  | B: DC Cabling
2.6.1 | 4mmsq Solar PV DC cables from panels to DC combiner box. Red cable for positive (+) and Black cable for negative (-) to SANS10142-1. UV resistant to EN50618 & TUV certified. Including MC4 connectors complete | m | 230 | 17.0775 | 20% | 21.3469 | 39 | 15% | 44.85 | 10315.5 | 66.1969 | 15225.2812
2.6.2 | 70mm2 Single core DC cable for Batteries | m | 6 | 207 | 20% | 258.75 | 65 | 15% | 74.75 | 448.5 | 333.5 | 2001
2.6.3 | 50mm2 Single core DC cable for Batteries | m | 0 | 190 | 20% | 237.5 | 65 | 15% | 74.75 | 0 | 312.25 | 0
| 25mm2 Single core DC cable for Batteries | m | 0 | 110 | 20% | 137.5 | 65 | 15% | 74.75 | 0 | 212.25 | 0
2.7 |  | B: DC Combiner Box
2.7.1 | DC Combiner Box including the ffg components: 1000V rating, 1 X MPPT, 8 Inputs & 1 Output, 160A Isolator, Type 1 & 2 Surge Protection device, Inclusive of fuses. | ea | 1 | 16201.644 | 20% | 20252.055 | 500 | 15% | 575 | 575 | 20827.055 | 20827.055
2.7.2 | DC Combiner Box including the ffg components: 1000V rating, 4 X MPPT, 8 Inputs & 8 Output, 160A Isolator, Type 1 & 2 Surge Protection device, Inclusive of fuses. | ea | 0 | 16201.644 | 20% | 20252.055 | 500 | 15% | 575 | 0 | 20827.055 | 0
2.8 |  | B: Circuit Breakers
2.8.1 | Supply, Deliver, Install new 400V, 200A, 6kA, 3P,adjustable MCCB | ea | 3 | 2500 | 20% | 3125 | 1400 | 15% | 1610 | 4830 | 4735 | 14205
2.8.2 | Supply, Deliver, Install new 400V, 150A, 6kA, 4P, adjustable MCCB | ea | 0 | 1800 | 20% | 2250 | 1400 | 15% | 1610 | 0 | 3860 | 0
2.8.3 | Supply, Deliver, Install new 400V, 80A, 6kA, 3P, MCB | ea | 2 | 1734.1 | 20% | 2167.625 | 1400 | 15% | 1610 | 3220 | 3777.625 | 7555.25
2.8.4 | Supply, Deliver, Install new 400V, 80A, 4P N/O Contactor | ea | 1 | 660 | 20% | 825 | 1400 | 15% | 1610 | 1610 | 2435 | 2435
2.9 |  | B: Distribution Boards
2.9.1 | Supply, Deliver, Install new 8-way LV Distribution Board | ea | 0 | 2500 | 20% | 3125 | 250 | 15% | 287.5 | 0 | 3412.5 | 0
2.9.2 | Supply, Deliver, Install new 16-way LV Distribution Board | ea | 3 | 5729 | 20% | 7161.25 | 250 | 15% | 287.5 | 862.5 | 7448.75 | 22346.25
2.9.3 | Supply, Deliver, Install Surge Arrestor Din 3 Pole+Neutral 20kA 1.3kV type 1 & 2 | ea | 1 | 5729 | 20% | 7161.25 | 250 | 15% | 287.5 | 287.5 | 7448.75 | 7448.75
2.9.4 | Supply, Deliver, Install new 300/5A, 10VA Current transformers as required to integrate the new system | ea | 3 | 350 | 20% | 437.5 | 250 | 15% | 287.5 | 862.5 | 725 | 2175
2.9.5 | Supply, Deliver, Install & Terminate 7C, 4mm control cable between CT's and Inverter | m | 20 | 35 | 20% | 43.75 | 195 | 15% | 224.25 | 4485 | 268 | 5360
2.9.6 | Disconnect & Remove existing equipment as per scope of works | Sum | 1 | 1 | 20% | 1.25 | 7500 | 15% | 8625 | 8625 | 8626.25 | 8626.25
2.1 |  | B: Steel Stand for Equipment
2.10.1 | Fabricate & Install galvanized steel stand for new Inverter. Dimensions: 1200 x 800 x 300mm (L X B X H) | No. | 3 | 10000 | 16% | 11904.7619 | 200 | 15% | 230 | 690 | 12134.7619 | 36404.2857
2.10.2 | Fabricate & Install galvanized steel stand for new ATS. Dimensions: 700 x 500 x 300mm (L X B X H) | No. | 0 | 7500 | 16% | 8928.5714 | 200 | 15% | 230 | 0 | 9158.5714 | 0
2.11 |  | B: AC CABLING
Supply, Deliver, Install & Test LV ECC CABLES (4 Core Cu PVC/SWA/PVC)
Laid in ground or Clamped to cable ladder or cable tray with K clamps at 1500mm spacing or to manufacturers recommendations. Type: Aberdare, Africa Cables or equal and approved by Engineer
2.11.1 | 70 mm² 4-core | m | 12 | 947.75 | 25% | 1263.6667 | 25 | 15% | 28.75 | 345 | 1292.4167 | 15509
2.11.2 | 50 mm² 4-core | m | 0 | 686.12 | 25% | 914.8267 | 25 | 15% | 28.75 | 0 | 943.5767 | 0
2.11.3 | 35 mm² 4-core | m | 0 | 634 | 25% | 845.3333 | 25 | 15% | 28.75 | 0 | 874.0833 | 0
2.11.4 | 25 mm² 4-core | m | 0 | 450 | 25% | 600 | 25 | 15% | 28.75 | 0 | 628.75 | 0
2.11.5 | 16 mm² 4-core | m | 0 | 380 | 25% | 506.6667 | 25 | 15% | 28.75 | 0 | 535.4167 | 0
2.11.6 | 10 mm² 4-core | m | 0 | 215 | 25% | 286.6667 | 25 | 15% | 28.75 | 0 | 315.4167 | 0
2.12 |  | B: GENERAL PURPOSE WIRE
2.12.1 | 35 mm² GPW | m | 8 | 200 | 20% | 250 | 50 | 15% | 57.5 | 460 | 307.5 | 2460
| 16 mm² GPW | m | 0 | 70.6 | 20% | 88.25 | 50 | 15% | 57.5 | 0 | 145.75 | 0
| 6 mm² GPW | m | 0 | 22.91 | 20% | 28.6375 | 50 | 15% | 57.5 | 0 | 86.1375 | 0
2.13 |  | B: SURFIX
2.13.1 | 1.5 mm² 2C + E Surfix | m | 0 | 25 | 20% | 31.25 |  | 15% | 0 | 0 | 31.25 | 0
2.13.2 | 2.5 mm² 2C + E Surfix | m | 0 | 33 | 20% | 41.25 |  | 15% | 0 | 0 | 41.25 | 0
2.13.3 | 4 mm² 2C + E Surfix | m | 0 | 37 | 20% | 46.25 |  | 15% | 0 | 0 | 46.25 | 0
2.14 |  | B: CABLE TERMINATIONS (1, or 4 Core Cu PVC/SWA/PVC or Flexible)
Cable terminations complete with compatible glands, lugs and shrouds to suite cable type to SABS requirements & Specifications:
2.14.1 | 70 mm² 4-core | ea | 6 | 827.794 | 20% | 1034.7425 | 525 | 15% | 603.75 | 3622.5 | 1638.4925 | 9830.955
2.14.2 | 70 mm² 1-core | ea | 0 | 385 | 20% | 481.25 | 525 | 15% | 603.75 | 0 | 1085 | 0
2.14.3 | 50 mm² 4-core | ea | 0 | 550 | 20% | 687.5 | 525 | 15% | 603.75 | 0 | 1291.25 | 0
2.14.4 | 35 mm² 4-core | ea | 0 | 350 | 20% | 437.5 | 525 | 15% | 603.75 | 0 | 1041.25 | 0
2.14.5 | 25 mm² 4-core | ea | 0 |  |  | 0 | 525 | 15% | 603.75 | 0 | 603.75 | 0
2.14.6 | 16 mm² 4-core | ea | 0 | 350 | 20% | 437.5 | 525 | 15% | 603.75 | 0 | 1041.25 | 0
2.14.7 | 10 mm² 4-core | ea | 0 | 350 | 20% | 437.5 | 525 | 15% | 603.75 | 0 | 1041.25 | 0
2.14.8 | 35 mm² 1-core | ea | 4 | 350 | 20% | 437.5 | 525 | 15% | 603.75 | 2415 | 1041.25 | 4165
2.14.9 | 25 mm² 1-core | ea | 0 | 250 | 20% | 312.5 | 525 | 15% | 603.75 | 0 | 916.25 | 0
2.14.10 | 16 mm² 1-core | ea | 0 | 500 | 20% | 625 | 525 | 15% | 603.75 | 0 | 1228.75 | 0
2.14.11 | 10 mm² 1-core | ea | 0 | 500 | 20% | 625 | 525 | 15% | 603.75 | 0 | 1228.75 | 0
2.15 |  | B: INSULATED COPPER EARTH WIRE
Black insulated stranded copper earth wire strapped to cable at 2000mm centres with PVC cable ties or approved method:
2.15.1 | 35 mm² | m | 0 | 4620 | 20% | 5775 | 315 | 15% | 362.25 | 0 | 6137.25 | 0
2.15.2 | 6 mm² | m | 18 | 30 | 20% | 37.5 | 15 | 15% | 17.25 | 310.5 | 54.75 | 985.5
2.16 |  | B: COMMUNICATIONS CABLE
2.16.1 | Supply, deliver, Install & terminate CAT 6 communications cable (including connectors) as per scope of work | m | 10 | 5 | 20% | 6.25 | 300 | 15% | 345 | 3450 | 351.25 | 3512.5
2.17 |  | B: TRENCHING & BACKFILLING
Trench depth to be 600mm deep
2.17.1 | Trenching & backfilling of cables in soft pickable soil as per scope of work. Including importing of backfill material as required. Including cable warning tape | Sum | 0 |  | 20% | 0 | 39200 | 15% | 45080 | 0 | 45080 | 0
2.17.2 | Trenching & backfilling of cables in hard rock as per scope of work. Including importing of backfill material as required. Including cable warning tape | Sum | 0 |  | 20% | 0 | 39200 | 15% | 45080 | 0 | 45080 | 0
2.17.3 | Supply & Install 50mm diameter PVC sleeves including bends and connectors | Sum | 0 | 3500 | 20% | 4375 | 750 | 15% | 862.5 | 0 | 5237.5 | 0
2.17.4 | Re-instatement of existing concrete surfaces | Sum | 0 | 13500 | 20% | 16875 | 5 | 15% | 5.75 | 0 | 16880.75 | 0
2.18 |  | B: Tree cutting & trimming
2.18.1 | Tree cutting & trimming as required | Sum | 0 | 0 | 20% | 0 | 7500 |  |  | 0 | 0 | 0
0
2.19 | Lighting Protection System | I: 0
2.19.1 | Design, Supply, Test & Install Lighting Protection System by Specialist | Sum | 1 | 25000 | 0% | 25000 | 0 |  |  | 0 | 25000 | 25000
2.2 | Earthing System | I: 0
2.20.1 | Design, Supply, Test & Install Earthing System by Specialist | Sum | 1 | 15000 | 0% | 15000 | 0 |  |  | 0 | 15000 | 15000
2.21 | Cerificate of Compliance | I: 0
2.21.1 | Issuing of CoC for new system as per SANS 10142-1 | Sum | 1 | 5000 | 0% | 5000 | 0 |  |  | 0 | 5000 | 5000
2.21.2 | Provisional Sum for rectification of existing defects in order to issue CoC | Sum | 1 | 50000 | 0% | 50000 | 0 |  |  | 0 | 50000 | 50000
2.22 | SUNDRY ITEMS | I: 0
0
2.22.1 | All items such as bolts, nuts, mounting screws, scruits midget, connector blocks, cable ties, cable/tray clamps etc. to provide a fully functional and compliant system | Sum | 1 | 15000 | 20% | 18750 | 1 |  |  | 1 | 18751 | 18751
| Carried to summary | I: 166210.5; K: 5217353.6632

## SECT 2- L Block New - 0PV (hidden)
BILL OF QUANTITIES
MUT - Alternative Energy supply
SECTION 2: SOLAR PV / BATTERY SYSTEM
|  | A | B | C | D | E | F | G | H | I | J | K
ITEM No. | DESCRIPTION | UNIT | QUANTITY | SUPPLY RATE (COST) | MARK UP % | SUPPLY RATE (MARKED UP) | Install Rate | MARK UP % | INSTALL RATE (Marked up) | LABOUR TOTAL | RATE (E+H) | TOTAL (BxJ)
2 |  | B: INVERTERS, SOLAR PV MODULES, BATTERIES, AC EQUIPMENT & CABLING
2.1 |  | B: Solar PV Panels
2.1.2 | L block New -Supply, Deliver, Install, Test & Commission 550W Canadian Solar Super High Power Mono PERC or Equivalent to Engineer's approval. Inclusive of earthing & bonding complete | ea | 0 | 1623.93 | 25% | 2165.24 | 350 | 15% | 402.5 | 0 | 2567.74 | 0
2.2 |  | B: Inverters
2.2.2 | L Block New-Supply, Deliver, Install, Test & Commission 50kW 3P Sunsynk hybrid inverter | No. | 3 | 87286.19 | 20% | 109107.7375 | 8000 | 15% | 9200 | 27600 | 118307.7375 | 354923.2125
2.3 |  | B: Automatic Transfer Switch (ATS)
2.3.2 | L Block New Supply, Deliver, Install, Test & Commission Changeover Switch | No. | 1 | 20000 | 20% | 25000 | 5700 | 15% | 6555 | 6555 | 31555 | 31555
2.3.3 | L Block Old Supply, Deliver, Install, Test & Commission Elum SD Genset controller | No. | 1 | 70000 | 20% | 87500 | 5700 | 15% | 6555 | 6555 | 94055 | 94055
2.4 |  | B: Battery System
2.4.1 | L Block New-Supply, Deliver, Install, Test & Commission Lithium Batteries to provide backup. 200/160 HV | ea | 3 | 1087743.096 | 20% | 1359678.87 | 8000 | 15% | 9200 | 27600 | 1368878.87 | 4106636.61
2.4.4
| Supply, Deliver, Install, Test & Commission Fuse Disconnectors with 250A fuses for Battery | No. | 6 | 2172.0165 | 20% | 2715.0206 | 250 | 15% | 287.5 | 1725 | 3002.5206 | 18015.1237
2.5 |  | B: Mounting Structure, Clamps & Walkways
2.5.1 | Mounting Structures. Material to be aluminium and must include a 10 year warranty | ea | 1 | 650 | 20% | 812.5 | 4800 | 15% | 5520 | 5520 | 6332.5 | 6332.5
| Cable Support/Wireways etc. Material to be galvanized steel | Sum | 1 | 10000 | 20% | 12500 | 7500 | 15% | 8625 | 8625 | 21125 | 21125
2.6 |  | B: DC Cabling
2.6.1 | 4mmsq Solar PV DC cables from panels to DC combiner box. Red cable for positive (+) and Black cable for negative (-) to SANS10142-1. UV resistant to EN50618 & TUV certified. Including MC4 connectors complete | m | 0 | 17.0775 | 20% | 21.3469 | 39 | 15% | 44.85 | 0 | 66.1969 | 0
2.6.2 | 70mm2 Single core DC cable for Batteries | m | 6 | 207 | 20% | 258.75 | 65 | 15% | 74.75 | 448.5 | 333.5 | 2001
2.6.3 | 50mm2 Single core DC cable for Batteries | m | 0 | 190 | 20% | 237.5 | 65 | 15% | 74.75 | 0 | 312.25 | 0
| 25mm2 Single core DC cable for Batteries | m | 0 | 110 | 20% | 137.5 | 65 | 15% | 74.75 | 0 | 212.25 | 0
2.7 |  | B: DC Combiner Box
2.7.1 | DC Combiner Box including the ffg components: 1000V rating, 1 X MPPT, 8 Inputs & 1 Output, 160A Isolator, Type 1 & 2 Surge Protection device, Inclusive of fuses. | ea | 0 | 16201.644 | 20% | 20252.055 | 500 | 15% | 575 | 0 | 20827.055 | 0
2.7.2 | DC Combiner Box including the ffg components: 1000V rating, 4 X MPPT, 8 Inputs & 8 Output, 160A Isolator, Type 1 & 2 Surge Protection device, Inclusive of fuses. | ea | 0 | 16201.644 | 20% | 20252.055 | 500 | 15% | 575 | 0 | 20827.055 | 0
2.8 |  | B: Circuit Breakers
2.8.1 | Supply, Deliver, Install new 400V, 200A, 6kA, 3P,adjustable MCCB | ea | 3 | 2500 | 20% | 3125 | 1400 | 15% | 1610 | 4830 | 4735 | 14205
2.8.2 | Supply, Deliver, Install new 400V, 150A, 6kA, 4P, adjustable MCCB | ea | 0 | 1800 | 20% | 2250 | 1400 | 15% | 1610 | 0 | 3860 | 0
2.8.3 | Supply, Deliver, Install new 400V, 80A, 6kA, 3P, MCB | ea | 2 | 1734.1 | 20% | 2167.625 | 1400 | 15% | 1610 | 3220 | 3777.625 | 7555.25
2.8.4 | Supply, Deliver, Install new 400V, 80A, 4P N/O Contactor | ea | 1 | 660 | 20% | 825 | 1400 | 15% | 1610 | 1610 | 2435 | 2435
2.9 |  | B: Distribution Boards
2.9.1 | Supply, Deliver, Install new 8-way LV Distribution Board | ea | 0 | 2500 | 20% | 3125 | 250 | 15% | 287.5 | 0 | 3412.5 | 0
2.9.2 | Supply, Deliver, Install new 16-way LV Distribution Board | ea | 3 | 5729 | 20% | 7161.25 | 250 | 15% | 287.5 | 862.5 | 7448.75 | 22346.25
2.9.3 | Supply, Deliver, Install Surge Arrestor Din 3 Pole+Neutral 20kA 1.3kV type 1 & 2 | ea | 1 | 5729 | 20% | 7161.25 | 250 | 15% | 287.5 | 287.5 | 7448.75 | 7448.75
2.9.4 | Supply, Deliver, Install new 300/5A, 10VA Current transformers as required to integrate the new system | ea | 3 | 350 | 20% | 437.5 | 250 | 15% | 287.5 | 862.5 | 725 | 2175
2.9.5 | Supply, Deliver, Install & Terminate 7C, 4mm control cable between CT's and Inverter | m | 20 | 35 | 20% | 43.75 | 195 | 15% | 224.25 | 4485 | 268 | 5360
2.9.6 | Disconnect & Remove existing equipment as per scope of works | Sum | 1 | 1 | 20% | 1.25 | 7500 | 15% | 8625 | 8625 | 8626.25 | 8626.25
2.1 |  | B: Steel Stand for Equipment
2.10.1 | Fabricate & Install galvanized steel stand for new Inverter. Dimensions: 1200 x 800 x 300mm (L X B X H) | No. | 3 | 10000 | 16% | 11904.7619 | 200 | 15% | 230 | 690 | 12134.7619 | 36404.2857
2.10.2 | Fabricate & Install galvanized steel stand for new ATS. Dimensions: 700 x 500 x 300mm (L X B X H) | No. | 0 | 7500 | 16% | 8928.5714 | 200 | 15% | 230 | 0 | 9158.5714 | 0
2.11 |  | B: AC CABLING
Supply, Deliver, Install & Test LV ECC CABLES (4 Core Cu PVC/SWA/PVC)
Laid in ground or Clamped to cable ladder or cable tray with K clamps at 1500mm spacing or to manufacturers recommendations. Type: Aberdare, Africa Cables or equal and approved by Engineer
2.11.1 | 70 mm² 4-core | m | 12 | 947.75 | 25% | 1263.6667 | 25 | 15% | 28.75 | 345 | 1292.4167 | 15509
2.11.2 | 50 mm² 4-core | m | 0 | 686.12 | 25% | 914.8267 | 25 | 15% | 28.75 | 0 | 943.5767 | 0
2.11.3 | 35 mm² 4-core | m | 0 | 634 | 25% | 845.3333 | 25 | 15% | 28.75 | 0 | 874.0833 | 0
2.11.4 | 25 mm² 4-core | m | 0 | 450 | 25% | 600 | 25 | 15% | 28.75 | 0 | 628.75 | 0
2.11.5 | 16 mm² 4-core | m | 0 | 380 | 25% | 506.6667 | 25 | 15% | 28.75 | 0 | 535.4167 | 0
2.11.6 | 10 mm² 4-core | m | 0 | 215 | 25% | 286.6667 | 25 | 15% | 28.75 | 0 | 315.4167 | 0
2.12 |  | B: GENERAL PURPOSE WIRE
2.12.1 | 35 mm² GPW | m | 8 | 200 | 20% | 250 | 50 | 15% | 57.5 | 460 | 307.5 | 2460
| 16 mm² GPW | m | 0 | 70.6 | 20% | 88.25 | 50 | 15% | 57.5 | 0 | 145.75 | 0
| 6 mm² GPW | m | 0 | 22.91 | 20% | 28.6375 | 50 | 15% | 57.5 | 0 | 86.1375 | 0
2.13 |  | B: SURFIX
2.13.1 | 1.5 mm² 2C + E Surfix | m | 0 | 25 | 20% | 31.25 |  | 15% | 0 | 0 | 31.25 | 0
2.13.2 | 2.5 mm² 2C + E Surfix | m | 0 | 33 | 20% | 41.25 |  | 15% | 0 | 0 | 41.25 | 0
2.13.3 | 4 mm² 2C + E Surfix | m | 0 | 37 | 20% | 46.25 |  | 15% | 0 | 0 | 46.25 | 0
2.14 |  | B: CABLE TERMINATIONS (1, or 4 Core Cu PVC/SWA/PVC or Flexible)
Cable terminations complete with compatible glands, lugs and shrouds to suite cable type to SABS requirements & Specifications:
2.14.1 | 70 mm² 4-core | ea | 6 | 827.794 | 20% | 1034.7425 | 525 | 15% | 603.75 | 3622.5 | 1638.4925 | 9830.955
2.14.2 | 70 mm² 1-core | ea | 0 | 385 | 20% | 481.25 | 525 | 15% | 603.75 | 0 | 1085 | 0
2.14.3 | 50 mm² 4-core | ea | 0 | 550 | 20% | 687.5 | 525 | 15% | 603.75 | 0 | 1291.25 | 0
2.14.4 | 35 mm² 4-core | ea | 0 | 350 | 20% | 437.5 | 525 | 15% | 603.75 | 0 | 1041.25 | 0
2.14.5 | 25 mm² 4-core | ea | 0 |  |  | 0 | 525 | 15% | 603.75 | 0 | 603.75 | 0
2.14.6 | 16 mm² 4-core | ea | 0 | 350 | 20% | 437.5 | 525 | 15% | 603.75 | 0 | 1041.25 | 0
2.14.7 | 10 mm² 4-core | ea | 0 | 350 | 20% | 437.5 | 525 | 15% | 603.75 | 0 | 1041.25 | 0
2.14.8 | 35 mm² 1-core | ea | 4 | 350 | 20% | 437.5 | 525 | 15% | 603.75 | 2415 | 1041.25 | 4165
2.14.9 | 25 mm² 1-core | ea | 0 | 250 | 20% | 312.5 | 525 | 15% | 603.75 | 0 | 916.25 | 0
2.14.10 | 16 mm² 1-core | ea | 0 | 500 | 20% | 625 | 525 | 15% | 603.75 | 0 | 1228.75 | 0
2.14.11 | 10 mm² 1-core | ea | 0 | 500 | 20% | 625 | 525 | 15% | 603.75 | 0 | 1228.75 | 0
2.15 |  | B: INSULATED COPPER EARTH WIRE
Black insulated stranded copper earth wire strapped to cable at 2000mm centres with PVC cable ties or approved method:
2.15.1 | 35 mm² | m | 0 | 4620 | 20% | 5775 | 315 | 15% | 362.25 | 0 | 6137.25 | 0
2.15.2 | 6 mm² | m | 18 | 30 | 20% | 37.5 | 15 | 15% | 17.25 | 310.5 | 54.75 | 985.5
2.16 |  | B: COMMUNICATIONS CABLE
2.16.1 | Supply, deliver, Install & terminate CAT 6 communications cable (including connectors) as per scope of work | m | 10 | 5 | 20% | 6.25 | 300 | 15% | 345 | 3450 | 351.25 | 3512.5
2.17 |  | B: TRENCHING & BACKFILLING
Trench depth to be 600mm deep
2.17.1 | Trenching & backfilling of cables in soft pickable soil as per scope of work. Including importing of backfill material as required. Including cable warning tape | Sum | 0 |  | 20% | 0 | 39200 | 15% | 45080 | 0 | 45080 | 0
2.17.2 | Trenching & backfilling of cables in hard rock as per scope of work. Including importing of backfill material as required. Including cable warning tape | Sum | 0 |  | 20% | 0 | 39200 | 15% | 45080 | 0 | 45080 | 0
2.17.3 | Supply & Install 50mm diameter PVC sleeves including bends and connectors | Sum | 0 | 3500 | 20% | 4375 | 750 | 15% | 862.5 | 0 | 5237.5 | 0
2.17.4 | Re-instatement of existing concrete surfaces | Sum | 0 | 13500 | 20% | 16875 | 5 | 15% | 5.75 | 0 | 16880.75 | 0
2.18 |  | B: Tree cutting & trimming
2.18.1 | Tree cutting & trimming as required | Sum | 0 | 0 | 20% | 0 | 7500 |  |  | 0 | 0 | 0
0
2.19 | Lighting Protection System | I: 0
2.19.1 | Design, Supply, Test & Install Lighting Protection System by Specialist | Sum | 1 | 25000 | 0% | 25000 | 0 |  |  | 0 | 25000 | 25000
2.2 | Earthing System | I: 0
2.20.1 | Design, Supply, Test & Install Earthing System by Specialist | Sum | 1 | 15000 | 0% | 15000 | 0 |  |  | 0 | 15000 | 15000
2.21 | Cerificate of Compliance | I: 0
2.21.1 | Issuing of CoC for new system as per SANS 10142-1 | Sum | 1 | 5000 | 0% | 5000 | 0 |  |  | 0 | 5000 | 5000
2.21.2 | Provisional Sum for rectification of existing defects in order to issue CoC | Sum | 1 | 50000 | 0% | 50000 | 0 |  |  | 0 | 50000 | 50000
2.22 | SUNDRY ITEMS | I: 0
0
2.22.1 | All items such as bolts, nuts, mounting screws, scruits midget, connector blocks, cable ties, cable/tray clamps etc. to provide a fully functional and compliant system | Sum | 1 | 15000 | 20% | 18750 | 1 |  |  | 1 | 18751 | 18751
| Carried to summary | I: 120705; K: 4891413.187

## SECT 2- L Block New - 0PV&2.5hr (hidden)
BILL OF QUANTITIES
MUT - Alternative Energy supply
SECTION 2: SOLAR PV / BATTERY SYSTEM
|  | A | B | C | D | E | F | G | H | I | J | K
ITEM No. | DESCRIPTION | UNIT | QUANTITY | SUPPLY RATE (COST) | MARK UP % | SUPPLY RATE (MARKED UP) | Install Rate | MARK UP % | INSTALL RATE (Marked up) | LABOUR TOTAL | RATE (E+H) | TOTAL (BxJ)
2 |  | B: INVERTERS, SOLAR PV MODULES, BATTERIES, AC EQUIPMENT & CABLING
2.1 |  | B: Solar PV Panels
2.1.2 | L block New -Supply, Deliver, Install, Test & Commission 550W Canadian Solar Super High Power Mono PERC or Equivalent to Engineer's approval. Inclusive of earthing & bonding complete | ea | 0 | 1623.93 | 25% | 2165.24 | 350 | 15% | 402.5 | 0 | 2567.74 | 0
2.2 |  | B: Inverters
2.2.2 | L Block New-Supply, Deliver, Install, Test & Commission 50kW 3P Sunsynk hybrid inverter | No. | 3 | 87286.19 | 20% | 109107.7375 | 8000 | 15% | 9200 | 27600 | 118307.7375 | 354923.2125
2.3 |  | B: Automatic Transfer Switch (ATS)
2.3.2 | L Block New Supply, Deliver, Install, Test & Commission Changeover Switch | No. | 1 | 20000 | 20% | 25000 | 5700 | 15% | 6555 | 6555 | 31555 | 31555
2.3.3 | L Block Old Supply, Deliver, Install, Test & Commission Elum SD Genset controller | No. | 1 | 70000 | 20% | 87500 | 5700 | 15% | 6555 | 6555 | 94055 | 94055
2.4 |  | B: Battery System
2.4.1 | L Block New-Supply, Deliver, Install, Test & Commission Lithium Batteries to provide backup. 100/80 HV | ea | 3 | 553075.452 | 20% | 691344.315 | 8000 | 15% | 9200 | 27600 | 700544.315 | 2101632.945
2.4.4
| Supply, Deliver, Install, Test & Commission Fuse Disconnectors with 250A fuses for Battery | No. | 3 | 2172.0165 | 20% | 2715.0206 | 250 | 15% | 287.5 | 862.5 | 3002.5206 | 9007.5619
2.5 |  | B: Mounting Structure, Clamps & Walkways
2.5.1 | Mounting Structures. Material to be aluminium and must include a 10 year warranty | ea | 1 | 650 | 20% | 812.5 | 4800 | 15% | 5520 | 5520 | 6332.5 | 6332.5
| Cable Support/Wireways etc. Material to be galvanized steel | Sum | 1 | 10000 | 20% | 12500 | 7500 | 15% | 8625 | 8625 | 21125 | 21125
2.6 |  | B: DC Cabling
2.6.1 | 4mmsq Solar PV DC cables from panels to DC combiner box. Red cable for positive (+) and Black cable for negative (-) to SANS10142-1. UV resistant to EN50618 & TUV certified. Including MC4 connectors complete | m | 0 | 17.0775 | 20% | 21.3469 | 39 | 15% | 44.85 | 0 | 66.1969 | 0
2.6.2 | 70mm2 Single core DC cable for Batteries | m | 6 | 207 | 20% | 258.75 | 65 | 15% | 74.75 | 448.5 | 333.5 | 2001
2.6.3 | 50mm2 Single core DC cable for Batteries | m | 0 | 190 | 20% | 237.5 | 65 | 15% | 74.75 | 0 | 312.25 | 0
| 25mm2 Single core DC cable for Batteries | m | 0 | 110 | 20% | 137.5 | 65 | 15% | 74.75 | 0 | 212.25 | 0
2.7 |  | B: DC Combiner Box
2.7.1 | DC Combiner Box including the ffg components: 1000V rating, 1 X MPPT, 8 Inputs & 1 Output, 160A Isolator, Type 1 & 2 Surge Protection device, Inclusive of fuses. | ea | 0 | 16201.644 | 20% | 20252.055 | 500 | 15% | 575 | 0 | 20827.055 | 0
2.7.2 | DC Combiner Box including the ffg components: 1000V rating, 4 X MPPT, 8 Inputs & 8 Output, 160A Isolator, Type 1 & 2 Surge Protection device, Inclusive of fuses. | ea | 0 | 16201.644 | 20% | 20252.055 | 500 | 15% | 575 | 0 | 20827.055 | 0
2.8 |  | B: Circuit Breakers
2.8.1 | Supply, Deliver, Install new 400V, 200A, 6kA, 3P,adjustable MCCB | ea | 3 | 2500 | 20% | 3125 | 1400 | 15% | 1610 | 4830 | 4735 | 14205
2.8.2 | Supply, Deliver, Install new 400V, 150A, 6kA, 4P, adjustable MCCB | ea | 0 | 1800 | 20% | 2250 | 1400 | 15% | 1610 | 0 | 3860 | 0
2.8.3 | Supply, Deliver, Install new 400V, 80A, 6kA, 3P, MCB | ea | 2 | 1734.1 | 20% | 2167.625 | 1400 | 15% | 1610 | 3220 | 3777.625 | 7555.25
2.8.4 | Supply, Deliver, Install new 400V, 80A, 4P N/O Contactor | ea | 1 | 660 | 20% | 825 | 1400 | 15% | 1610 | 1610 | 2435 | 2435
2.9 |  | B: Distribution Boards
2.9.1 | Supply, Deliver, Install new 8-way LV Distribution Board | ea | 0 | 2500 | 20% | 3125 | 250 | 15% | 287.5 | 0 | 3412.5 | 0
2.9.2 | Supply, Deliver, Install new 16-way LV Distribution Board | ea | 3 | 5729 | 20% | 7161.25 | 250 | 15% | 287.5 | 862.5 | 7448.75 | 22346.25
2.9.3 | Supply, Deliver, Install Surge Arrestor Din 3 Pole+Neutral 20kA 1.3kV type 1 & 2 | ea | 1 | 5729 | 20% | 7161.25 | 250 | 15% | 287.5 | 287.5 | 7448.75 | 7448.75
2.9.4 | Supply, Deliver, Install new 300/5A, 10VA Current transformers as required to integrate the new system | ea | 3 | 350 | 20% | 437.5 | 250 | 15% | 287.5 | 862.5 | 725 | 2175
2.9.5 | Supply, Deliver, Install & Terminate 7C, 4mm control cable between CT's and Inverter | m | 20 | 35 | 20% | 43.75 | 195 | 15% | 224.25 | 4485 | 268 | 5360
2.9.6 | Disconnect & Remove existing equipment as per scope of works | Sum | 1 | 1 | 20% | 1.25 | 7500 | 15% | 8625 | 8625 | 8626.25 | 8626.25
2.1 |  | B: Steel Stand for Equipment
2.10.1 | Fabricate & Install galvanized steel stand for new Inverter. Dimensions: 1200 x 800 x 300mm (L X B X H) | No. | 3 | 10000 | 16% | 11904.7619 | 200 | 15% | 230 | 690 | 12134.7619 | 36404.2857
2.10.2 | Fabricate & Install galvanized steel stand for new ATS. Dimensions: 700 x 500 x 300mm (L X B X H) | No. | 0 | 7500 | 16% | 8928.5714 | 200 | 15% | 230 | 0 | 9158.5714 | 0
2.11 |  | B: AC CABLING
Supply, Deliver, Install & Test LV ECC CABLES (4 Core Cu PVC/SWA/PVC)
Laid in ground or Clamped to cable ladder or cable tray with K clamps at 1500mm spacing or to manufacturers recommendations. Type: Aberdare, Africa Cables or equal and approved by Engineer
2.11.1 | 70 mm² 4-core | m | 12 | 947.75 | 25% | 1263.6667 | 25 | 15% | 28.75 | 345 | 1292.4167 | 15509
2.11.2 | 50 mm² 4-core | m | 0 | 686.12 | 25% | 914.8267 | 25 | 15% | 28.75 | 0 | 943.5767 | 0
2.11.3 | 35 mm² 4-core | m | 0 | 634 | 25% | 845.3333 | 25 | 15% | 28.75 | 0 | 874.0833 | 0
2.11.4 | 25 mm² 4-core | m | 0 | 450 | 25% | 600 | 25 | 15% | 28.75 | 0 | 628.75 | 0
2.11.5 | 16 mm² 4-core | m | 0 | 380 | 25% | 506.6667 | 25 | 15% | 28.75 | 0 | 535.4167 | 0
2.11.6 | 10 mm² 4-core | m | 0 | 215 | 25% | 286.6667 | 25 | 15% | 28.75 | 0 | 315.4167 | 0
2.12 |  | B: GENERAL PURPOSE WIRE
2.12.1 | 35 mm² GPW | m | 8 | 200 | 20% | 250 | 50 | 15% | 57.5 | 460 | 307.5 | 2460
| 16 mm² GPW | m | 0 | 70.6 | 20% | 88.25 | 50 | 15% | 57.5 | 0 | 145.75 | 0
| 6 mm² GPW | m | 0 | 22.91 | 20% | 28.6375 | 50 | 15% | 57.5 | 0 | 86.1375 | 0
2.13 |  | B: SURFIX
2.13.1 | 1.5 mm² 2C + E Surfix | m | 0 | 25 | 20% | 31.25 |  | 15% | 0 | 0 | 31.25 | 0
2.13.2 | 2.5 mm² 2C + E Surfix | m | 0 | 33 | 20% | 41.25 |  | 15% | 0 | 0 | 41.25 | 0
2.13.3 | 4 mm² 2C + E Surfix | m | 0 | 37 | 20% | 46.25 |  | 15% | 0 | 0 | 46.25 | 0
2.14 |  | B: CABLE TERMINATIONS (1, or 4 Core Cu PVC/SWA/PVC or Flexible)
Cable terminations complete with compatible glands, lugs and shrouds to suite cable type to SABS requirements & Specifications:
2.14.1 | 70 mm² 4-core | ea | 6 | 827.794 | 20% | 1034.7425 | 525 | 15% | 603.75 | 3622.5 | 1638.4925 | 9830.955
2.14.2 | 70 mm² 1-core | ea | 0 | 385 | 20% | 481.25 | 525 | 15% | 603.75 | 0 | 1085 | 0
2.14.3 | 50 mm² 4-core | ea | 0 | 550 | 20% | 687.5 | 525 | 15% | 603.75 | 0 | 1291.25 | 0
2.14.4 | 35 mm² 4-core | ea | 0 | 350 | 20% | 437.5 | 525 | 15% | 603.75 | 0 | 1041.25 | 0
2.14.5 | 25 mm² 4-core | ea | 0 |  |  | 0 | 525 | 15% | 603.75 | 0 | 603.75 | 0
2.14.6 | 16 mm² 4-core | ea | 0 | 350 | 20% | 437.5 | 525 | 15% | 603.75 | 0 | 1041.25 | 0
2.14.7 | 10 mm² 4-core | ea | 0 | 350 | 20% | 437.5 | 525 | 15% | 603.75 | 0 | 1041.25 | 0
2.14.8 | 35 mm² 1-core | ea | 4 | 350 | 20% | 437.5 | 525 | 15% | 603.75 | 2415 | 1041.25 | 4165
2.14.9 | 25 mm² 1-core | ea | 0 | 250 | 20% | 312.5 | 525 | 15% | 603.75 | 0 | 916.25 | 0
2.14.10 | 16 mm² 1-core | ea | 0 | 500 | 20% | 625 | 525 | 15% | 603.75 | 0 | 1228.75 | 0
2.14.11 | 10 mm² 1-core | ea | 0 | 500 | 20% | 625 | 525 | 15% | 603.75 | 0 | 1228.75 | 0
2.15 |  | B: INSULATED COPPER EARTH WIRE
Black insulated stranded copper earth wire strapped to cable at 2000mm centres with PVC cable ties or approved method:
2.15.1 | 35 mm² | m | 0 | 4620 | 20% | 5775 | 315 | 15% | 362.25 | 0 | 6137.25 | 0
2.15.2 | 6 mm² | m | 18 | 30 | 20% | 37.5 | 15 | 15% | 17.25 | 310.5 | 54.75 | 985.5
2.16 |  | B: COMMUNICATIONS CABLE
2.16.1 | Supply, deliver, Install & terminate CAT 6 communications cable (including connectors) as per scope of work | m | 10 | 5 | 20% | 6.25 | 300 | 15% | 345 | 3450 | 351.25 | 3512.5
2.17 |  | B: TRENCHING & BACKFILLING
Trench depth to be 600mm deep
2.17.1 | Trenching & backfilling of cables in soft pickable soil as per scope of work. Including importing of backfill material as required. Including cable warning tape | Sum | 0 |  | 20% | 0 | 39200 | 15% | 45080 | 0 | 45080 | 0
2.17.2 | Trenching & backfilling of cables in hard rock as per scope of work. Including importing of backfill material as required. Including cable warning tape | Sum | 0 |  | 20% | 0 | 39200 | 15% | 45080 | 0 | 45080 | 0
2.17.3 | Supply & Install 50mm diameter PVC sleeves including bends and connectors | Sum | 0 | 3500 | 20% | 4375 | 750 | 15% | 862.5 | 0 | 5237.5 | 0
2.17.4 | Re-instatement of existing concrete surfaces | Sum | 0 | 13500 | 20% | 16875 | 5 | 15% | 5.75 | 0 | 16880.75 | 0
2.18 |  | B: Tree cutting & trimming
2.18.1 | Tree cutting & trimming as required | Sum | 0 | 0 | 20% | 0 | 7500 |  |  | 0 | 0 | 0
0
2.19 | Lighting Protection System | I: 0
2.19.1 | Design, Supply, Test & Install Lighting Protection System by Specialist | Sum | 1 | 25000 | 0% | 25000 | 0 |  |  | 0 | 25000 | 25000
2.2 | Earthing System | I: 0
2.20.1 | Design, Supply, Test & Install Earthing System by Specialist | Sum | 1 | 15000 | 0% | 15000 | 0 |  |  | 0 | 15000 | 15000
2.21 | Cerificate of Compliance | I: 0
2.21.1 | Issuing of CoC for new system as per SANS 10142-1 | Sum | 1 | 5000 | 0% | 5000 | 0 |  |  | 0 | 5000 | 5000
2.21.2 | Provisional Sum for rectification of existing defects in order to issue CoC | Sum | 1 | 50000 | 0% | 50000 | 0 |  |  | 0 | 50000 | 50000
2.22 | SUNDRY ITEMS | I: 0
0
2.22.1 | All items such as bolts, nuts, mounting screws, scruits midget, connector blocks, cable ties, cable/tray clamps etc. to provide a fully functional and compliant system | Sum | 1 | 15000 | 20% | 18750 | 1 |  |  | 1 | 18751 | 18751
| Carried to summary | I: 119842.5; K: 2877401.9601 | 3309012.2541

## SECT 2- N Block (hidden)
BILL OF QUANTITIES
#VALUE!
SECTION 2: SOLAR PV / BATTERY SYSTEM
|  | A | B | C | D | E | F | G | H | I | J | K
ITEM No. | DESCRIPTION | UNIT | QUANTITY | SUPPLY RATE (COST) | MARK UP % | SUPPLY RATE (MARKED UP) | Install Rate | MARK UP % | INSTALL RATE (Marked up) | LABOUR TOTAL | RATE (E+H) | TOTAL (BxJ)
2 |  | B: INVERTERS, SOLAR PV MODULES, BATTERIES, AC EQUIPMENT & CABLING
2.1 |  | B: Solar PV Panels
2.1.3 | N block -Supply, Deliver, Install, Test & Commission 550W Canadian Solar Super High Power Mono PERC or Equivalent to Engineer's approval. Inclusive of earthing & bonding complete | ea | 11 | 1623.93 | 25% | 2165.24 | 350 | 15% | 402.5 | 4427.5 | 2567.74 | 28245.14
2.2 |  | B: Inverters
2.2.2 | N Block -Supply, Deliver, Install, Test & Commission 5kW 1P Sunsynk hybrid inverter | ea | 1 | 16062.21 | 20% | 20077.7625 | 8000 | 15% | 9200 | 9200 | 29277.7625 | 29277.7625
2.3 |  | B: Automatic Transfer Switch (ATS)
2.3.2 | N Block Supply, Deliver, Install, Test & Commission Changeover Switch | No. | 1 | 13730 | 20% | 17162.5 | 5700 | 15% | 6555 | 6555 | 23717.5 | 23717.5
2.3.3 | N Block Supply, Deliver, Install, Test & Commission Elum SD Genset controller | No. | 1 | 70000 | 20% | 87500 | 5700 | 15% | 6555 | 6555 | 94055 | 94055
2.4 |  | B: Battery System
2.4.1 | N Block -Supply, Deliver, Install, Test & Commission Lithium Batteries to provide backup. 15/12 LV | Sum | 1 | 68381.67 | 20% | 85477.0875 | 8000 | 15% | 9200 | 9200 | 94677.0875 | 94677.0875
2.4.4
| Supply, Deliver, Install, Test & Commission Fuse Disconnectors with 250A fuses for Battery | No. | 4 | 2172.0165 | 20% | 2715.0206 | 250 | 15% | 287.5 | 1150 | 3002.5206 | 12010.0825
2.5 |  | B: Mounting Structure, Clamps & Walkways
2.5.1 | Mounting Structures. Material to be aluminium and must include a 10 year warranty | ea | 11 | 650 | 20% | 812.5 | 436.3636 | 15% | 501.8182 | 5520 | 1314.3182 | 14457.5
| Cable Support/Wireways etc. Material to be galvanized steel | Sum | 1 | 10000 | 20% | 12500 | 7500 | 15% | 8625 | 8625 | 21125 | 21125
2.6 |  | B: DC Cabling
2.6.1 | 4mmsq Solar PV DC cables from panels to DC combiner box. Red cable for positive (+) and Black cable for negative (-) to SANS10142-1. UV resistant to EN50618 & TUV certified. Including MC4 connectors complete | m | 90 | 17.0775 | 20% | 21.3469 | 39 | 15% | 44.85 | 4036.5 | 66.1969 | 5957.7187
2.6.2 | 70mm2 Single core DC cable for Batteries | m |  | 207 | 20% | 258.75 | 65 | 15% | 74.75 | 0 | 333.5 | 0
2.6.3 | 50mm2 Single core DC cable for Batteries | m | 6 | 190 | 20% | 237.5 | 65 | 15% | 74.75 | 448.5 | 312.25 | 1873.5
| 25mm2 Single core DC cable for Batteries | m |  | 110 | 20% | 137.5 | 65 | 15% | 74.75 | 0 | 212.25 | 0
2.7 |  | B: DC Combiner Box
2.7.1 | DC Combiner Box including the ffg components: 1000V rating, 1 X MPPT, 8 Inputs & 1 Output, 160A Isolator, Type 1 & 2 Surge Protection device, Inclusive of fuses. | No. | 1 | 16201.644 | 20% | 20252.055 | 500 | 15% | 575 | 575 | 20827.055 | 20827.055
2.7.2 | DC Combiner Box including the ffg components: 1000V rating, 4 X MPPT, 8 Inputs & 8 Output, 160A Isolator, Type 1 & 2 Surge Protection device, Inclusive of fuses. | No. | 0 | 16201.644 | 20% | 20252.055 | 500 | 15% | 575 | 0 | 20827.055 | 0
2.8 |  | B: Circuit Breakers
2.8.1 | Supply, Deliver, Install new 400V, 200A, 6kA, 3P,adjustable MCCB | No. | 0 | 2500 | 20% | 3125 | 1400 | 15% | 1610 | 0 | 4735 | 0
2.8.2 | Supply, Deliver, Install new 400V, 150A, 6kA, 4P, adjustable MCCB | No. | 0 | 1800 | 20% | 2250 | 1400 | 15% | 1610 | 0 | 3860 | 0
2.8.3 | Supply, Deliver, Install new 400V, 80A, 6kA, 3P, MCB | No. | 4 | 660 | 20% | 825 | 1400 | 15% | 1610 | 6440 | 2435 | 9740
2.8.4 | Supply, Deliver, Install new 400V, 80A, 4P N/O Contactor | No. | 1 | 660 | 20% | 825 | 1400 | 15% | 1610 | 1610 | 2435 | 2435
2.9 |  | B: Distribution Boards
2.9.1 | Supply, Deliver, Install new 8-way LV Distribution Board | ea | 0 | 2500 | 20% | 3125 | 250 | 15% | 287.5 | 0 | 3412.5 | 0
2.9.2 | Supply, Deliver, Install new 16-way LV Distribution Board | ea | 3 | 5729 | 20% | 7161.25 | 250 | 15% | 287.5 | 862.5 | 7448.75 | 22346.25
2.9.3 | Supply, Deliver, Install Surge Arrestor Din 3 Pole+Neutral 20kA 1.3kV type 1 & 2 | ea | 1 | 5729 | 20% | 7161.25 | 250 | 15% | 287.5 | 287.5 | 7448.75 | 7448.75
2.9.4 | Supply, Deliver, Install new 300/5A, 10VA Current transformers as required to integrate the new system | ea | 2 | 350 | 20% | 437.5 | 250 | 15% | 287.5 | 575 | 725 | 1450
2.9.5 | Supply, Deliver, Install & Terminate 7C, 4mm control cable between CT's and Inverter | m | 20 | 35 | 20% | 43.75 | 195 | 15% | 224.25 | 4485 | 268 | 5360
2.9.6 | Disconnect & Remove existing equipment as per scope of works | Sum | 1 | 1 | 20% | 1.25 | 7500 | 15% | 8625 | 8625 | 8626.25 | 8626.25
2.1 |  | B: Steel Stand for Equipment
2.10.1 | Fabricate & Install galvanized steel stand for new Inverter. Dimensions: 1200 x 800 x 300mm (L X B X H) | ea | 2 | 10000 | 16% | 11904.7619 | 200 | 15% | 230 | 460 | 12134.7619 | 24269.5238
2.10.2 | Fabricate & Install galvanized steel stand for new ATS. Dimensions: 700 x 500 x 300mm (L X B X H) | ea | 0 | 7500 | 16% | 8928.5714 | 200 | 15% | 230 | 0 | 9158.5714 | 0
2.11 |  | B: AC CABLING
Supply, Deliver, Install & Test LV ECC CABLES (4 Core Cu PVC/SWA/PVC)
Laid in ground or Clamped to cable ladder or cable tray with K clamps at 1500mm spacing or to manufacturers recommendations. Type: Aberdare, Africa Cables or equal and approved by Engineer
2.11.1 | 70 mm² 4-core | m | 0 | 947.75 | 25% | 1263.6667 | 25 | 15% | 28.75 | 0 | 1292.4167 | 0
2.11.2 | 50 mm² 4-core | m | 0 | 686.12 | 25% | 914.8267 | 25 | 15% | 28.75 | 0 | 943.5767 | 0
2.11.3 | 35 mm² 4-core | m | 0 | 538.9 | 25% | 718.5333 | 25 | 15% | 28.75 | 0 | 747.2833 | 0
2.11.4 | 25 mm² 4-core | m | 0 | 450 | 25% | 600 | 25 | 15% | 28.75 | 0 | 628.75 | 0
2.11.5 | 16 mm² 4-core | m | 0 | 380 | 25% | 506.6667 | 25 | 15% | 28.75 | 0 | 535.4167 | 0
2.11.6 | 10 mm² 4-core | m | 0 | 215 | 25% | 286.6667 | 25 | 15% | 28.75 | 0 | 315.4167 | 0
2.12 |  | B: GENERAL PURPOSE WIRE
2.12.1 | 35 mm² GPW | m | 0 | 109.45 | 20% | 136.8125 | 50 | 15% | 57.5 | 0 | 194.3125 | 0
| 16 mm² GPW | m | 0 | 70.6 | 20% | 88.25 | 50 | 15% | 57.5 | 0 | 145.75 | 0
| 6 mm² GPW | m | 6 | 22.91 | 20% | 28.6375 | 50 | 15% | 57.5 | 345 | 86.1375 | 516.825
2.13 |  | B: SURFIX
2.13.1 | 1.5 mm² 2C + E Surfix | m | 0 | 25 | 20% | 31.25 |  | 15% | 0 | 0 | 31.25 | 0
2.13.2 | 2.5 mm² 2C + E Surfix | m | 0 | 33 | 20% | 41.25 |  | 15% | 0 | 0 | 41.25 | 0
2.13.3 | 4 mm² 2C + E Surfix | m | 0 | 37 | 20% | 46.25 |  | 15% | 0 | 0 | 46.25 | 0
2.13.4 | 6 mm² 2C + E Surfix | m | 10 | 81.25 | 20% | 101.5625 |  | 15% | 0 | 0 | 101.5625 | 1015.625
2.14 |  | B: CABLE TERMINATIONS (1, or 4 Core Cu PVC/SWA/PVC or Flexible)
Cable terminations complete with compatible glands, lugs and shrouds to suite cable type to SABS requirements & Specifications:
2.14.1 | 70 mm² 4-core | ea | 0 | 827.794 | 20% | 1034.7425 | 525 | 15% | 603.75 | 0 | 1638.4925 | 0
2.14.2 | 70 mm² 1-core | ea | 0 | 385 | 20% | 481.25 | 525 | 15% | 603.75 | 0 | 1085 | 0
2.14.3 | 50 mm² 4-core | ea | 0 | 550 | 20% | 687.5 | 525 | 15% | 603.75 | 0 | 1291.25 | 0
2.14.4 | 35 mm² 4-core | ea | 0 | 350 | 20% | 437.5 | 525 | 15% | 603.75 | 0 | 1041.25 | 0
2.14.5 | 25 mm² 4-core | ea | 0 |  |  | 0 | 525 | 15% | 603.75 | 0 | 603.75 | 0
2.14.6 | 16 mm² 4-core | ea | 0 | 350 | 20% | 437.5 | 525 | 15% | 603.75 | 0 | 1041.25 | 0
2.14.7 | 10 mm² 4-core | ea | 0 | 350 | 20% | 437.5 | 525 | 15% | 603.75 | 0 | 1041.25 | 0
2.14.8 | 35 mm² 1-core | ea | 0 |  | 20% | 0 | 525 | 15% | 603.75 | 0 | 603.75 | 0
2.14.9 | 25 mm² 1-core | ea | 0 | 250 | 20% | 312.5 | 525 | 15% | 603.75 | 0 | 916.25 | 0
2.14.10 | 16 mm² 1-core | ea | 0 | 500 | 20% | 625 | 525 | 15% | 603.75 | 0 | 1228.75 | 0
2.14.11 | 10 mm² 1-core | ea | 0 | 500 | 20% | 625 | 525 | 15% | 603.75 | 0 | 1228.75 | 0
2.14.11 | 6 mm² 1-core | ea | 6 | 200 | 20% | 250 | 525 | 15% | 603.75 | 3622.5 | 853.75 | 5122.5
2.15 |  | B: INSULATED COPPER EARTH WIRE
Black insulated stranded copper earth wire strapped to cable at 2000mm centres with PVC cable ties or approved method:
2.15.1 | 35 mm² | m | 0 | 4620 | 20% | 5775 | 315 | 15% | 362.25 | 0 | 6137.25 | 0
2.15.2 | 6 mm² | m | 15 | 30 | 20% | 37.5 | 15 | 15% | 17.25 | 258.75 | 54.75 | 821.25
2.16 |  | B: COMMUNICATIONS CABLE
2.16.1 | Supply, deliver, Install & terminate CAT 6 communications cable (including connectors) as per scope of work | m | 10 | 5 | 20% | 6.25 | 300 | 15% | 345 | 3450 | 351.25 | 3512.5
2.17 |  | B: TRENCHING & BACKFILLING
Trench depth to be 600mm deep
2.17.1 | Trenching & backfilling of cables in soft pickable soil as per scope of work. Including importing of backfill material as required. Including cable warning tape | Sum | 0 |  | 20% | 0 | 39200 | 15% | 45080 | 0 | 45080 | 0
2.17.2 | Trenching & backfilling of cables in hard rock as per scope of work. Including importing of backfill material as required. Including cable warning tape | Sum | 0 |  | 20% | 0 | 39200 | 15% | 45080 | 0 | 45080 | 0
2.17.3 | Supply & Install 50mm diameter PVC sleeves including bends and connectors | Sum | 0 | 3500 | 20% | 4375 | 750 | 15% | 862.5 | 0 | 5237.5 | 0
2.17.4 | Re-instatement of existing concrete surfaces | Sum | 0 | 13500 | 20% | 16875 | 5 | 15% | 5.75 | 0 | 16880.75 | 0
2.18 |  | B: Tree cutting & trimming
2.18.1 | Tree cutting & trimming as required | Sum | 1 | 10000 | 20% | 12500 | 7500 |  |  | 7500 | 12500 | 12500
0
2.19 | Lighting Protection System | I: 0
2.19.1 | Design, Supply, Test & Install Lighting Protection System by Specialist | Sum | 1 | 25000 | 0% | 25000 | 0 |  |  | 0 | 25000 | 25000
2.2 | Earthing System | I: 0
2.20.1 | Design, Supply, Test & Install Earthing System by Specialist | Sum | 1 | 15000 | 0% | 15000 | 0 |  |  | 0 | 15000 | 15000
2.21 | Cerificate of Compliance | I: 0
2.21.1 | Issuing of CoC for new system as per SANS 10142-1 | Sum | 1 | 5000 | 0% | 5000 | 0 |  |  | 0 | 5000 | 5000
2.21.2 | Provisional Sum for rectification of existing defects in order to issue CoC | Sum | 1 | 50000 | 0% | 50000 | 0 |  |  | 0 | 50000 | 50000
2.22 | SUNDRY ITEMS | I: 0
0
2.22.1 | All items such as bolts, nuts, mounting screws, scruits midget, connector blocks, cable ties, cable/tray clamps etc. to provide a fully functional and compliant system | Sum | 1 | 15000 | 20% | 18750 | 1 |  |  | 1 | 18751 | 18751
| Carried to summary | I: 94814.75; K: 565138.8201

## SECT 2- N Block 0PV&2.5hr (hidden)
BILL OF QUANTITIES
#VALUE!
SECTION 2: SOLAR PV / BATTERY SYSTEM
|  | A | B | C | D | E | F | G | H | I | J | K
ITEM No. | DESCRIPTION | UNIT | QUANTITY | SUPPLY RATE (COST) | MARK UP % | SUPPLY RATE (MARKED UP) | Install Rate | MARK UP % | INSTALL RATE (Marked up) | LABOUR TOTAL | RATE (E+H) | TOTAL (BxJ)
2 |  | B: INVERTERS, SOLAR PV MODULES, BATTERIES, AC EQUIPMENT & CABLING
2.1 |  | B: Solar PV Panels
2.1.3 | N block -Supply, Deliver, Install, Test & Commission 550W Canadian Solar Super High Power Mono PERC or Equivalent to Engineer's approval. Inclusive of earthing & bonding complete | ea | 0 | 1623.93 | 25% | 2165.24 | 350 | 15% | 402.5 | 0 | 2567.74 | 0
2.2 |  | B: Inverters
2.2.2 | N Block -Supply, Deliver, Install, Test & Commission 5kW 1P Sunsynk hybrid inverter | ea | 1 | 16062.21 | 20% | 20077.7625 | 8000 | 15% | 9200 | 9200 | 29277.7625 | 29277.7625
2.3 |  | B: Automatic Transfer Switch (ATS)
2.3.2 | N Block Supply, Deliver, Install, Test & Commission Changeover Switch | No. | 1 | 13730 | 20% | 17162.5 | 5700 | 15% | 6555 | 6555 | 23717.5 | 23717.5
2.3.3 | N Block Supply, Deliver, Install, Test & Commission Elum SD Genset controller | No. | 1 | 70000 | 20% | 87500 | 5700 | 15% | 6555 | 6555 | 94055 | 94055
2.4 |  | B: Battery System
2.4.1 | N Block -Supply, Deliver, Install, Test & Commission Lithium Batteries to provide backup. 10/8 LV | Sum | 1 | 54290.82 | 20% | 67863.525 | 8000 | 15% | 9200 | 9200 | 77063.525 | 77063.525
2.4.4
| Supply, Deliver, Install, Test & Commission Fuse Disconnectors with 250A fuses for Battery | No. | 2 | 2172.0165 | 20% | 2715.0206 | 250 | 15% | 287.5 | 575 | 3002.5206 | 6005.0412
2.5 |  | B: Mounting Structure, Clamps & Walkways
2.5.1 | Mounting Structures. Material to be aluminium and must include a 10 year warranty | ea | 1 | 650 | 20% | 812.5 | 4800 | 15% | 5520 | 5520 | 6332.5 | 6332.5
| Cable Support/Wireways etc. Material to be galvanized steel | Sum | 1 | 10000 | 20% | 12500 | 7500 | 15% | 8625 | 8625 | 21125 | 21125
2.6 |  | B: DC Cabling
2.6.1 | 4mmsq Solar PV DC cables from panels to DC combiner box. Red cable for positive (+) and Black cable for negative (-) to SANS10142-1. UV resistant to EN50618 & TUV certified. Including MC4 connectors complete | m | 0 | 17.0775 | 20% | 21.3469 | 39 | 15% | 44.85 | 0 | 66.1969 | 0
2.6.2 | 70mm2 Single core DC cable for Batteries | m |  | 207 | 20% | 258.75 | 65 | 15% | 74.75 | 0 | 333.5 | 0
2.6.3 | 50mm2 Single core DC cable for Batteries | m | 6 | 190 | 20% | 237.5 | 65 | 15% | 74.75 | 448.5 | 312.25 | 1873.5
| 25mm2 Single core DC cable for Batteries | m |  | 110 | 20% | 137.5 | 65 | 15% | 74.75 | 0 | 212.25 | 0
2.7 |  | B: DC Combiner Box
2.7.1 | DC Combiner Box including the ffg components: 1000V rating, 1 X MPPT, 8 Inputs & 1 Output, 160A Isolator, Type 1 & 2 Surge Protection device, Inclusive of fuses. | No. | 0 | 16201.644 | 20% | 20252.055 | 500 | 15% | 575 | 0 | 20827.055 | 0
2.7.2 | DC Combiner Box including the ffg components: 1000V rating, 4 X MPPT, 8 Inputs & 8 Output, 160A Isolator, Type 1 & 2 Surge Protection device, Inclusive of fuses. | No. | 0 | 16201.644 | 20% | 20252.055 | 500 | 15% | 575 | 0 | 20827.055 | 0
2.8 |  | B: Circuit Breakers
2.8.1 | Supply, Deliver, Install new 400V, 200A, 6kA, 3P,adjustable MCCB | No. | 0 | 2500 | 20% | 3125 | 1400 | 15% | 1610 | 0 | 4735 | 0
2.8.2 | Supply, Deliver, Install new 400V, 150A, 6kA, 4P, adjustable MCCB | No. | 0 | 1800 | 20% | 2250 | 1400 | 15% | 1610 | 0 | 3860 | 0
2.8.3 | Supply, Deliver, Install new 400V, 80A, 6kA, 3P, MCB | No. | 4 | 660 | 20% | 825 | 1400 | 15% | 1610 | 6440 | 2435 | 9740
2.8.4 | Supply, Deliver, Install new 400V, 80A, 4P N/O Contactor | No. | 1 | 660 | 20% | 825 | 1400 | 15% | 1610 | 1610 | 2435 | 2435
2.9 |  | B: Distribution Boards
2.9.1 | Supply, Deliver, Install new 8-way LV Distribution Board | ea | 0 | 2500 | 20% | 3125 | 250 | 15% | 287.5 | 0 | 3412.5 | 0
2.9.2 | Supply, Deliver, Install new 16-way LV Distribution Board | ea | 3 | 5729 | 20% | 7161.25 | 250 | 15% | 287.5 | 862.5 | 7448.75 | 22346.25
2.9.3 | Supply, Deliver, Install Surge Arrestor Din 3 Pole+Neutral 20kA 1.3kV type 1 & 2 | ea | 1 | 5729 | 20% | 7161.25 | 250 | 15% | 287.5 | 287.5 | 7448.75 | 7448.75
2.9.4 | Supply, Deliver, Install new 300/5A, 10VA Current transformers as required to integrate the new system | ea | 2 | 350 | 20% | 437.5 | 250 | 15% | 287.5 | 575 | 725 | 1450
2.9.5 | Supply, Deliver, Install & Terminate 7C, 4mm control cable between CT's and Inverter | m | 20 | 35 | 20% | 43.75 | 195 | 15% | 224.25 | 4485 | 268 | 5360
2.9.6 | Disconnect & Remove existing equipment as per scope of works | Sum | 1 | 1 | 20% | 1.25 | 7500 | 15% | 8625 | 8625 | 8626.25 | 8626.25
2.1 |  | B: Steel Stand for Equipment
2.10.1 | Fabricate & Install galvanized steel stand for new Inverter. Dimensions: 1200 x 800 x 300mm (L X B X H) | ea | 2 | 10000 | 16% | 11904.7619 | 200 | 15% | 230 | 460 | 12134.7619 | 24269.5238
2.10.2 | Fabricate & Install galvanized steel stand for new ATS. Dimensions: 700 x 500 x 300mm (L X B X H) | ea | 0 | 7500 | 16% | 8928.5714 | 200 | 15% | 230 | 0 | 9158.5714 | 0
2.11 |  | B: AC CABLING
Supply, Deliver, Install & Test LV ECC CABLES (4 Core Cu PVC/SWA/PVC)
Laid in ground or Clamped to cable ladder or cable tray with K clamps at 1500mm spacing or to manufacturers recommendations. Type: Aberdare, Africa Cables or equal and approved by Engineer
2.11.1 | 70 mm² 4-core | m | 0 | 947.75 | 25% | 1263.6667 | 25 | 15% | 28.75 | 0 | 1292.4167 | 0
2.11.2 | 50 mm² 4-core | m | 0 | 686.12 | 25% | 914.8267 | 25 | 15% | 28.75 | 0 | 943.5767 | 0
2.11.3 | 35 mm² 4-core | m | 0 | 538.9 | 25% | 718.5333 | 25 | 15% | 28.75 | 0 | 747.2833 | 0
2.11.4 | 25 mm² 4-core | m | 0 | 450 | 25% | 600 | 25 | 15% | 28.75 | 0 | 628.75 | 0
2.11.5 | 16 mm² 4-core | m | 0 | 380 | 25% | 506.6667 | 25 | 15% | 28.75 | 0 | 535.4167 | 0
2.11.6 | 10 mm² 4-core | m | 0 | 215 | 25% | 286.6667 | 25 | 15% | 28.75 | 0 | 315.4167 | 0
2.12 |  | B: GENERAL PURPOSE WIRE
2.12.1 | 35 mm² GPW | m | 0 | 109.45 | 20% | 136.8125 | 50 | 15% | 57.5 | 0 | 194.3125 | 0
| 16 mm² GPW | m | 0 | 70.6 | 20% | 88.25 | 50 | 15% | 57.5 | 0 | 145.75 | 0
| 6 mm² GPW | m | 6 | 22.91 | 20% | 28.6375 | 50 | 15% | 57.5 | 345 | 86.1375 | 516.825
2.13 |  | B: SURFIX
2.13.1 | 1.5 mm² 2C + E Surfix | m | 0 | 25 | 20% | 31.25 |  | 15% | 0 | 0 | 31.25 | 0
2.13.2 | 2.5 mm² 2C + E Surfix | m | 0 | 33 | 20% | 41.25 |  | 15% | 0 | 0 | 41.25 | 0
2.13.3 | 4 mm² 2C + E Surfix | m | 0 | 37 | 20% | 46.25 |  | 15% | 0 | 0 | 46.25 | 0
2.13.4 | 6 mm² 2C + E Surfix | m | 10 | 81.25 | 20% | 101.5625 |  | 15% | 0 | 0 | 101.5625 | 1015.625
2.14 |  | B: CABLE TERMINATIONS (1, or 4 Core Cu PVC/SWA/PVC or Flexible)
Cable terminations complete with compatible glands, lugs and shrouds to suite cable type to SABS requirements & Specifications:
2.14.1 | 70 mm² 4-core | ea | 0 | 827.794 | 20% | 1034.7425 | 525 | 15% | 603.75 | 0 | 1638.4925 | 0
2.14.2 | 70 mm² 1-core | ea | 0 | 385 | 20% | 481.25 | 525 | 15% | 603.75 | 0 | 1085 | 0
2.14.3 | 50 mm² 4-core | ea | 0 | 550 | 20% | 687.5 | 525 | 15% | 603.75 | 0 | 1291.25 | 0
2.14.4 | 35 mm² 4-core | ea | 0 | 350 | 20% | 437.5 | 525 | 15% | 603.75 | 0 | 1041.25 | 0
2.14.5 | 25 mm² 4-core | ea | 0 |  |  | 0 | 525 | 15% | 603.75 | 0 | 603.75 | 0
2.14.6 | 16 mm² 4-core | ea | 0 | 350 | 20% | 437.5 | 525 | 15% | 603.75 | 0 | 1041.25 | 0
2.14.7 | 10 mm² 4-core | ea | 0 | 350 | 20% | 437.5 | 525 | 15% | 603.75 | 0 | 1041.25 | 0
2.14.8 | 35 mm² 1-core | ea | 0 |  | 20% | 0 | 525 | 15% | 603.75 | 0 | 603.75 | 0
2.14.9 | 25 mm² 1-core | ea | 0 | 250 | 20% | 312.5 | 525 | 15% | 603.75 | 0 | 916.25 | 0
2.14.10 | 16 mm² 1-core | ea | 0 | 500 | 20% | 625 | 525 | 15% | 603.75 | 0 | 1228.75 | 0
2.14.11 | 10 mm² 1-core | ea | 0 | 500 | 20% | 625 | 525 | 15% | 603.75 | 0 | 1228.75 | 0
2.14.11 | 6 mm² 1-core | ea | 6 | 200 | 20% | 250 | 525 | 15% | 603.75 | 3622.5 | 853.75 | 5122.5
2.15 |  | B: INSULATED COPPER EARTH WIRE
Black insulated stranded copper earth wire strapped to cable at 2000mm centres with PVC cable ties or approved method:
2.15.1 | 35 mm² | m | 0 | 4620 | 20% | 5775 | 315 | 15% | 362.25 | 0 | 6137.25 | 0
2.15.2 | 6 mm² | m | 15 | 30 | 20% | 37.5 | 15 | 15% | 17.25 | 258.75 | 54.75 | 821.25
2.16 |  | B: COMMUNICATIONS CABLE
2.16.1 | Supply, deliver, Install & terminate CAT 6 communications cable (including connectors) as per scope of work | m | 10 | 5 | 20% | 6.25 | 300 | 15% | 345 | 3450 | 351.25 | 3512.5
2.17 |  | B: TRENCHING & BACKFILLING
Trench depth to be 600mm deep
2.17.1 | Trenching & backfilling of cables in soft pickable soil as per scope of work. Including importing of backfill material as required. Including cable warning tape | Sum | 0 |  | 20% | 0 | 39200 | 15% | 45080 | 0 | 45080 | 0
2.17.2 | Trenching & backfilling of cables in hard rock as per scope of work. Including importing of backfill material as required. Including cable warning tape | Sum | 0 |  | 20% | 0 | 39200 | 15% | 45080 | 0 | 45080 | 0
2.17.3 | Supply & Install 50mm diameter PVC sleeves including bends and connectors | Sum | 0 | 3500 | 20% | 4375 | 750 | 15% | 862.5 | 0 | 5237.5 | 0
2.17.4 | Re-instatement of existing concrete surfaces | Sum | 0 | 13500 | 20% | 16875 | 5 | 15% | 5.75 | 0 | 16880.75 | 0
2.18 |  | B: Tree cutting & trimming
2.18.1 | Tree cutting & trimming as required | Sum | 1 | 10000 | 20% | 12500 | 7500 |  |  | 7500 | 12500 | 12500
0
2.19 | Lighting Protection System | I: 0
2.19.1 | Design, Supply, Test & Install Lighting Protection System by Specialist | Sum | 1 | 25000 | 0% | 25000 | 0 |  |  | 0 | 25000 | 25000
2.2 | Earthing System | I: 0
2.20.1 | Design, Supply, Test & Install Earthing System by Specialist | Sum | 1 | 15000 | 0% | 15000 | 0 |  |  | 0 | 15000 | 15000
2.21 | Cerificate of Compliance | I: 0
2.21.1 | Issuing of CoC for new system as per SANS 10142-1 | Sum | 1 | 5000 | 0% | 5000 | 0 |  |  | 0 | 5000 | 5000
2.21.2 | Provisional Sum for rectification of existing defects in order to issue CoC | Sum | 1 | 50000 | 0% | 50000 | 0 |  |  | 0 | 50000 | 50000
2.22 | SUNDRY ITEMS | I: 0
0
2.22.1 | All items such as bolts, nuts, mounting screws, scruits midget, connector blocks, cable ties, cable/tray clamps etc. to provide a fully functional and compliant system | Sum | 1 | 15000 | 20% | 18750 | 1 |  |  | 1 | 18751 | 18751
| Carried to summary | I: 85200.75; K: 478365.3026 | 550120.0979

## SECT 2- MSP LV SR
#VALUE!
BILL OF QUANTITIES
ACSA KSIA POWER FACTOR CORRECTION UPGRADE
SECTION 2: MSP LV Switchroom
ITEM No. | DESCRIPTION
Supplementary Preamble
The following items must be priced in strict accordance with the technical specification document and the applicable drawings
The Contractor must provide a guarantee period of 36 months on all equipment & materials, starting from date of final commissioning
|  | A | B | C | D | E | F
1 | Power Quality Study | UNIT | QUANTITY | SUPPLY RATE | INSTALL RATE | RATE (C+D) | TOTAL (BxE)
1.1 | Conduct a comprehensive Power Quality Study at the Main Incomer to the MSP LV Switchroom. Power Quality Meter to be used is to be Class-A with high resolution sampling. The metering exercise is to be conducted for a period of 7 days. A detailed report should be provided on completion of the measurement excercise. This PQ Study will be done to confirm the sizing of the new PFC equipment. | Sum | 1 |  |  | 0 | 0
1.2 | Conduct a comprehensive Power Quality Study at the Main Incomer to the MSP LV Switchroom. Power Quality Meter to be used is to be Class-A with high resolution sampling. The metering exercise is to be conducted for a period of 7 days. A detailed report should be provided on completion of the measurement excercise. This PQ Study will be done post installation of the new PFC equipment, and is for the evaluation of the performance of the new PFC equipment | Sum | 1 |  |  | 0 | 0
|  | A | B | C | D | E | F
2 | Power Factor Correction Equipment If multiple units are to be installed in parallel, all items required to provide such functionality are to be fully priced for | UNIT | QUANTITY | SUPPLY RATE | INSTALL RATE | RATE (C+D) | TOTAL (BxE)
2.1 | Supply, Deliver, Rig, Install, Test & Commission a dynamic 300kVAr, 400V Power Factor Correction (PFC) equipment - Static VAr Generator type, to provide stepless PF correction and Harmonic mitigation. PFC switching mechanism is to be via IGBT switching (To Engineers approval). PFC equipment to fully comply with Technical specification. | each | 1 | 0 |  | 0 | 0
2.2 | Provide a rate only for the Supply, Deliver, Rig, Install, Test & Commission a dynamic 250kVAr, 400V Power Factor Correction (PFC) equipment - Static VAr Generator type, to provide stepless PF correction and Harmonic mitigation. PFC switching mechanism is to be via IGBT switching (To Engineers approval). PFC equipment to fully comply with Technical specification. | each | Rate Only | 0 | 0 | 0
2.3 | Provide a rate only for the Supply, Deliver, Rig, Install, Test & Commission a dynamic 200kVAr, 400V Power Factor Correction (PFC) equipment - Static VAr Generator type, to provide stepless PF correction and Harmonic mitigation. PFC switching mechanism is to be via IGBT switching (To Engineers approval). PFC equipment to fully comply with Technical specification. | each | Rate Only | 0 | 0 | 0
2.4 | Provide a rate only for the Supply, Deliver, Rig, Install, Test & Commission a dynamic 150kVAr, 400V Power Factor Correction (PFC) equipment - Static VAr Generator type, to provide stepless PF correction and Harmonic mitigation. PFC switching mechanism is to be via IGBT switching (To Engineers approval). PFC equipment to fully comply with Technical specification. | each | Rate Only | 0 | 0 | 0
|  | A | B | C | D | E | F
3 | Metering & Control Equipment | UNIT | QUANTITY | SUPPLY RATE | INSTALL RATE | RATE (C+D) | TOTAL (BxE)
3.1 | Provide a rate only -Supply, Deliver, Install & Test 200/5A Split Core Current Transformers suitable for use with proposed PFC equipment as per OEM guidelines | ea | Rate only | 0 | 0 | 0
3.2 | Provide a rate only -Supply, Deliver, Install & Test 400/5A Split Core Current Transformers suitable for use with proposed PFC equipment as per OEM guidelines | ea | Rate only | 0 | 0 | 0
3.3 | Supply, Deliver, Install & Test 600/5A Split Core Current Transformers suitable for use with proposed PFC equipment as per OEM guidelines | ea | 3 | 0 | 0 | 0 | 0
3.4 | Supply, Deliver & Install a 13-way GEC Test Block | No. | 1 | 0 | 0 | 0 | 0
3.5 | Supply, Deliver, Install & Commission a fixed Power Quality Analyzer (Elspec G4420 or equivalent to Engineer's approval). To be installed onto existing LV panel, inclusive of all modifications required to the existing panel. The pricing is to be inclusive of the following: - Current Transformers - Wiring - Clips and connectors - Components required for remote communication with the meter/analyzer - Software required to access and analyze the recorded data (3 year license to be included in price) | No. | 1 | 0 | 0 | 0 | 0
3.6 | Supply, Deliver, Install & Commission a fixed Power Quality Analyzer (Elspec G4420 or equivalent to Engineer's approval). To be installed onto existing LV panel, inclusive of all modifications required to the existing panel. The pricing is to be inclusive of the following: - Current Transformers - Wiring - Clips and connectors - Components required for remote communication with the meter/analyzer - Software required to access and analyze the recorded data (3 year license to be included in price) Provisional item for installation at the 11kV Main Intakes | No. | 3 | 0 | 0 | 0 | 0
|  | A | B | C | D | E | F
4 | Switchgear (LV) & Accessories | UNIT | QUANTITY | SUPPLY RATE | INSTALL RATE | RATE (C+D) | TOTAL (BxE)
4.1 | Provide a rate only for - Supply, Deliver, Install, Test & Commission 200A, 50kA 3P MCCB with Electronic Trip Unit. To be installed into existing LV Panel. Inclusive of rotary handle mechanism | No. | Rate only |  |  | 0
4.2 | Provide a rate only for - Supply, Deliver, Install, Test & Commission 400A, 50kA 3P MCCB with Electronic Trip Unit. To be installed into existing LV Panel. Inclusive of rotary handle mechanism | No. | Rate only |  |  | 0
4.3 | Supply, Deliver, Install, Test & Commission 600A, 50kA 3P MCCB with Electronic Trip Unit. To be installed into existing LV Panel. Inclusive of rotary handle mechanism | No. | 1 | 0 |  | 0 | 0
4.4 | Modifications to the existing LV panel to install new MCCB | Sum | 1 |  |  | 0 | 0
5 | Cabling
5.1 | Quantities are re-measurable Supply, Deliver & Test & Install the following cables & accesories:
5.2 | AC Cables - Supply, Deliver, Install & Test LV ECC CABLES (4 Core Cu PVC/SWA/PVC)
Clamped to cable ladder or cable tray with K clamps at 1500mm spacing or to manufacturers recommendations. Type: Aberdare, Africa Cables or equal and approved by Engineer
5.2.1 | 95 mm² 4-core | m | 66 | 0 | 0 | 0 | 0
5.2.2 | 70 mm² 4-core rate only | m | 1 |  |  | 0
5.2.3 | 70 mm² 1-Core Cu Earth Cable | m | 30 |  |  | 0 | 0
5.3 | Control Cable
Supply, Deliver, Install & Test Control Cable
5.3.1 | 4 mm² 7-Core Control cable for CT signals to PFC & PFC to Generator | m | 30 |  |  | 0 | 0
5.4 | Cable Terminations
Supply, Deliver & Install Cable Terminations
Cable terminations complete with compatible glands, lugs and shrouds to suite cable type to SABS requirements & Specifications:
[6 empty] | 0 | 0
5.4.1 | 95 mm² 4-core | ea | 10 |  |  | 0 | 0
5.4.2 | 70 mm² 4-core rate only | m | 1 |  |  | 0
5.4.3 | 70 mm² 1-core | ea | 10 |  |  | 0 | 0
5.4.4 | 4 mm² 7-core | ea | 10 |  |  | 0 | 0
|  | A | B | C | D | E | F
5.5 | SCADA | UNIT | QUANTITY | SUPPLY RATE | INSTALL RATE | RATE (C+D) | TOTAL (BxE)
5.5.1 | Supply, deliver, Install & terminate CAT 6 communications cable (including connectors) as per scope of work | m | 30 |  |  | 0 | 0
5.5.2 | Connect the new PFC equipment to the existing SCADA system. Inclusive of all new hardware and components | Sum | 1 |  |  | 0 | 0
5.6 | Cable Containment, Accessories & Support Structures
Supply, Deliver & Install the following cable accessories & support structures
5.6.1 | 25mm PVC Conduit inclusive of joins, bends, saddles, couplings, etc. | m | 30 |  |  | 0 | 0
5.6.2 | 25mm Sprague PVC inclusive of bends, couplings, etc. | m | 30 |  |  | 0 | 0
5.6.3 | Trunking 100mmx40mm per meter with end caps | m | 30 |  |  | 0 | 0
5.6.4 | 150mm Galvanized Heavy Duty Perforated Cable Tray inclusive of covers, mounting accessories, hangers, brackets, etc. | m | 30 |  |  | 0 | 0
5.6.5 | 100mm Wire mesh Cable tray inclusive of covers, mounting accessories, hangers, brackets, etc. | m | 30 |  |  | 0 | 0
5.6.6 | P8000 Galvanized Trunking including all mounting accessories, end caps, hangers, brackets etc. | m | 30 | 0 | 0 | 0 | 0
6 | Testing & Commissioning
6.1 | Perform Factory Acceptance Test (FAT) in line with OEM recommendations. Inclusive of travel, accomodation & subsistence for 2 x ACSA representatives & 2 x Engineers representatives | Sum | 1 |  |  | 0 | 0
6.2 | Perform Site Acceptance Test (SAT) in accordance with OEM recommendations | Sum | 1 |  |  | 0 | 0
6.3 | Issuing of CoC for new installation | Sum | 1 |  |  | 0 | 0
6.4 | Thermal infrared scanning of all new cable connections. Report to be submitted. | Sum | 1 |  |  | 0 | 0
7 | Decommissioning of Existing Equipment
7.1 | Decommission and Discard existing PFC and Accessories in accordance with ACSA disposal policies and avail safe disposal certificates | Sum | 1 |  |  | 0 | 0
| Carried to the Summary page (Exclusive VAT) | [5 empty] | 0
The Bill of Quantities (BoQ) shall be submitted in PRINTED PDF format, duly completed, signed and shall form part of the NEC3 Engineering and Construction Contract (ECC).
BIDDING ENTITY/COMPANY : ___________________________________________ SIGNATURE (Duly Authorised) : __________________________________________ DATE: _______________ NAME: ____________________________________________________

## SECT 3 - ATC LV SR
#VALUE!
BILL OF QUANTITIES
ACSA KSIA POWER FACTOR CORRECTION UPGRADE
SECTION 3: ATC LV Switchroom
ITEM No. | DESCRIPTION | UNIT | QUANTITY | SUPPLY RATE | INSTALL RATE | RATE (C+D) | TOTAL (BxE)
Supplementary Preamble
The following items must be priced in strict accordance with the technical specification document and the applicable drawings
The Contractor must provide a guarantee period of 36 months on all equipment & materials, starting from date of final commissioning
|  | A | B | C | D | E | F
1 | Power Quality Study | UNIT | QUANTITY | SUPPLY RATE | INSTALL RATE | RATE (C+D) | TOTAL (BxE)
1.1 | Conduct a comprehensive Power Quality Study at the Main Incomer to the ATC LV Switchroom. Power Quality Meter to be used is to be Class-A with high resolution sampling. The metering exercise is to be conducted for a period of 7 days. A detailed report should be provided on completion of the measurement excercise. This PQ Study will be done to confirm the sizing of the new PFC equipment. | Sum | 1 |  |  | 0 | 0
1.2 | Conduct a comprehensive Power Quality Study at the Main Incomer to the ATC LV Switchroom. Power Quality Meter to be used is to be Class-A with high resolution sampling. The metering exercise is to be conducted for a period of 7 days. A detailed report should be provided on completion of the measurement excercise. This PQ Study will be done post installation of the new PFC equipment, and is for the evaluation of the performance of the new PFC equipment | Sum | 1 |  |  | 0 | 0
|  | A | B | C | D | E | F
2 | Power Factor Correction Equipment If multiple units are to be installed in parallel, all items required to provide such functionality are to be fully priced for | UNIT | QUANTITY | SUPPLY RATE | INSTALL RATE | RATE (C+D) | TOTAL (BxE)
2.1 | Supply, Deliver, Rig, Install, Test & Commission a dynamic 300kVAr, 400V Power Factor Correction (PFC) equipment - Static VAr Generator type, to provide stepless PF correction and Harmonic mitigation. PFC switching mechanism is to be via IGBT switching (To Engineers approval). PFC equipment to fully comply with Technical specification. | No. | 1 |  |  | 0 | 0
2.2 | Provide a rate only for the Supply, Deliver, Rig, Install, Test & Commission a dynamic 250kVAr, 400V Power Factor Correction (PFC) equipment - Static VAr Generator type, to provide stepless PF correction and Harmonic mitigation. PFC switching mechanism is to be via IGBT switching (To Engineers approval). PFC equipment to fully comply with Technical specification. | Each | Rate Only |  |  | 0
2.3 | Provide a rate only for the Supply, Deliver, Rig, Install, Test & Commission a dynamic 200kVAr, 400V Power Factor Correction (PFC) equipment - Static VAr Generator type, to provide stepless PF correction and Harmonic mitigation. PFC switching mechanism is to be via IGBT switching (To Engineers approval). PFC equipment to fully comply with Technical specification. | Each | Rate Only |  |  | 0
2.4 | Provide a rate only for the Supply, Deliver, Rig, Install, Test & Commission a dynamic 150kVAr, 400V Power Factor Correction (PFC) equipment - Static VAr Generator type, to provide stepless PF correction and Harmonic mitigation. PFC switching mechanism is to be via IGBT switching (To Engineers approval). PFC equipment to fully comply with Technical specification. | ea | Rate Only |  |  | 0
3 | Metering & Control Equipment
3.1 | Provide a rate only -Supply, Deliver, Install & Test 200/5A Split Core Current Transformers suitable for use with proposed PFC equipment as per OEM guidelines | Each | Rate only |  |  | 0
3.2 | Provide a rate only -Supply, Deliver, Install & Test 400/5A Split Core Current Transformers suitable for use with proposed PFC equipment as per OEM guidelines | Each | Rate only |  |  | 0
3.3 | Supply, Deliver, Install & Test 600/5A Split Core Current Transformers suitable for use with proposed PFC equipment as per OEM guidelines | Each | 3 |  |  | 0 | 0
3.4 | Supply, Deliver & Install a 13-way GEC Test Block | No. | 1 |  |  | 0 | 0
3.5 | Supply, Deliver, Install & Commission a fixed Power Quality Analyzer (Elspec G4420 or equivalent to Engineer's approval). To be installed onto existing LV panel, inclusive of all modifications required to the existing panel. The pricing is to be inclusive of the following: - Current Transformers - Wiring - Clips and connectors - Components required for remote communication with the meter/analyzer - Software required to access and analyze the recorded data (3 year license to be included in price) | No. | 1 |  |  | 0 | 0
4 | Switchgear (LV) & Accessories
4.1 | Provide a rate only for - Supply, Deliver, Install, Test & Commission 200A, 50kA 3P MCCB with Electronic Trip Unit. To be installed into existing LV Panel. Inclusive of rotary handle mechanism | No. | Rate only |  |  | 0
4.2 | Provide a rate only for - Supply, Deliver, Install, Test & Commission 400A, 50kA 3P MCCB with Electronic Trip Unit. To be installed into existing LV Panel. Inclusive of rotary handle mechanism | No. | Rate only |  |  | 0
4.3 | Supply, Deliver, Install, Test & Commission 600A, 50kA 3P MCCB with Electronic Trip Unit. To be installed into existing LV Panel. Inclusive of rotary handle mechanism | No. | 1 |  |  | 0 | 0
4.4 | Modifications to the existing LV panel to install new MCCB | Sum | 1 |  |  | 0 | 0
5 | Cabling
5.1 | Quantities are re-measurable Supply, Deliver & Test & Install the following cables & accesories:
5.2 | AC Cables - Supply, Deliver, Install & Test LV ECC CABLES (4 Core Cu PVC/SWA/PVC)
Clamped to cable ladder or cable tray with K clamps at 1500mm spacing or to manufacturers recommendations. Type: Aberdare, Africa Cables or equal and approved by Engineer
5.2.1 | 95 mm² 4-core | m | 66 |  |  | 0 | 0
5.2.1 | 70 mm² 4-core rate only | m | 1 |  |  | 0 | 0
5.2.2 | 70 mm² 1-Core Cu Earth Cable | m | 20 |  |  | 0 | 0
|  | A | B | C | D | E | F
5.3 | Control Cable | UNIT | QUANTITY | SUPPLY RATE | INSTALL RATE | RATE (C+D) | TOTAL (BxE)
Supply, Deliver, Install & Test Control Cable
5.3.1 | 4 mm² 7-Core Control cable for CT signals to PFC | m | 15 |  |  | 0 | 0
5.5 | Cable Terminations
Supply, Deliver & Install Cable Terminations
Cable terminations complete with compatible glands, lugs and shrouds to suite cable type to SABS requirements & Specifications:
5.5.1 | 95 mm² 4-core | ea | 10 |  |  | 0 | 0
5.2.1 | 70 mm² 4-core rate only | m | 1 |  |  | 0 | 0
5.5.3 | 70 mm² 1-core | ea | 10 |  |  | 0 | 0
5.5.4 | 4 mm² 7-core | ea | 10 |  |  | 0 | 0
5.6 | SCADA
5.6.1 | Supply, deliver, Install & terminate CAT 6 communications cable (including connectors) as per scope of work | m | 30 |  |  | 0 | 0
5.6.2 | Connect the new PFC equipment to the existing SCADA system. Inclusive of all new hardware and components | Sum | 1 |  |  | 0 | 0
5.7 | Cable Containment, Accessories & Support Structures | A | B | C | D | E | F
| Supply, Deliver & Install the following cable accessories & support structures | UNIT | QUANTITY | SUPPLY RATE | INSTALL RATE | RATE (C+D) | TOTAL (BxE)
5.7.1 | 25mm PVC Conduit inclusive of joins, bends, saddles, couplings, etc. | m | 30 |  |  | 0 | 0
5.7.2 | 25mm Sprague PVC inclusive of bends, couplings, etc. | m | 30 |  |  | 0 | 0
5.7.3 | Trunking 100mmx40mm per meter with end caps | m | 30 |  |  | 0 | 0
5.7.4 | 150mm Galvanized Heavy Duty Perforated Cable Tray inclusive of covers, mounting accessories, hangers, brackets, etc. | m | 30 |  |  | 0 | 0
5.7.5 | 100mm Wire mesh Cable tray inclusive of covers, mounting accessories, hangers, brackets, etc. | m | 30 |  |  | 0 | 0
5.7.6 | P8000 Galvanized Trunking including all mounting accessories, end caps, hangers, brackets etc. | m | 30 |  |  | 0 | 0
6 | Testing & Commissioning | A | B | C | D | E | F
|  | UNIT | QUANTITY | SUPPLY RATE | INSTALL RATE | RATE (C+D) | TOTAL (BxE)
6.1 | Perform Factory Acceptance Test (FAT) in line with OEM recommendations. Inclusive of travel, accomodation & subsistence for 2 x ACSA representatives & 2 x Engineers representatives | Sum | 1 |  |  | 0 | 0
6.2 | Perform Site Acceptance Test (SAT) in accordance with OEM recommendations | Sum | 1 |  |  | 0 | 0
6.3 | Issuing of CoC for new installation | Sum | 1 |  |  | 0 | 0
6.4 | Thermal infrared scanning of all new cable connections. Report to be submitted. | Sum | 1 |  |  | 0 | 0
7 | Decommissioning of Existing Equipment
7.1 | Decommission and Discard existing PFC and Accessories in accordance with ACSA disposal policies and avail safe disposal certificates | Sum | 1 |  |  | 0 | 0
| Carried to the Summary page (Exclusive VAT) | [5 empty] | 0
The Bill of Quantities (BoQ) shall be submitted in PRINTED PDF format, duly completed, signed and shall form part of the NEC3 Engineering and Construction Contract (ECC).
BIDDING ENTITY/COMPANY : ___________________________________________ SIGNATURE (Duly Authorised) : __________________________________________ DATE: _______________ NAME: ____________________________________________________

## SECT 4- AIRSIDE SS 1
#VALUE!
BILL OF QUANTITIES
ACSA KSIA POWER FACTOR CORRECTION UPGRADE
SECTION 4: Airside Substation 1
ITEM No. | DESCRIPTION | UNIT | QUANTITY | SUPPLY RATE | INSTALL RATE | RATE (C+D) | TOTAL (BxE)
Supplementary Preamble
The following items must be priced in strict accordance with the technical specification document and the applicable drawings
The Contractor must provide a guarantee period of 36 months on all equipment & materials, starting from date of final commissioning
|  | A | B | C | D | E | F
1 | Power Quality Study | UNIT | QUANTITY | SUPPLY RATE | INSTALL RATE | RATE (C+D) | TOTAL (BxE)
1.1 | Conduct a comprehensive Power Quality Study at the Main Incomer to the Airside SS 1 LV Switchroom. Power Quality Meter to be used is to be Class-A with high resolution sampling. The metering exercise is to be conducted for a period of 7 days. A detailed report should be provided on completion of the measurement excercise. This PQ Study will be done to confirm the sizing of the new PFC equipment. | Sum | 1 |  |  | 0 | 0
1.2 | Conduct a comprehensive Power Quality Study at the Main Incomer to the Airside SS 1 LV Switchroom. Power Quality Meter to be used is to be Class-A with high resolution sampling. The metering exercise is to be conducted for a period of 7 days. A detailed report should be provided on completion of the measurement excercise. This PQ Study will be done post installation of the new PFC equipment, and is for the evaluation of the performance of the new PFC equipment | Sum | 1 |  |  | 0 | 0
2 | Power Factor Correction Equipment If multiple units are to be installed in parallel, all items required to provide such functionality are to be fully priced for
2.1 | Supply, Deliver, Rig, Install, Test & Commission a dynamic 200kVAr, 400V Power Factor Correction (PFC) equipment - Static VAr Generator type, to provide stepless PF correction and Harmonic mitigation. PFC switching mechanism is to be via IGBT switching (To Engineers approval). PFC equipment to fully comply with Technical specification.Installed on Airside Substation 1 LV DB to achieve total compensation of 400kVAr | No. | 2 |  |  | 0 | 0
2.2 | Provide a rate only for the Supply, Deliver, Rig, Install, Test & Commission a dynamic 300kVAr, 400V Power Factor Correction (PFC) equipment - Static VAr Generator type, to provide stepless PF correction and Harmonic mitigation. PFC switching mechanism is to be via IGBT switching (To Engineers approval). PFC equipment to fully comply with Technical specification. | Each | Rate Only |  |  | 0
2.3 | Provide a rate only for the Supply, Deliver, Rig, Install, Test & Commission a dynamic 200kVAr, 400V Power Factor Correction (PFC) equipment - Static VAr Generator type, to provide stepless PF correction and Harmonic mitigation. PFC switching mechanism is to be via IGBT switching (To Engineers approval). PFC equipment to fully comply with Technical specification. | Each | Rate Only |  |  | 0
2.4 | Provide a rate only for the Supply, Deliver, Rig, Install, Test & Commission a dynamic 150kVAr, 400V Power Factor Correction (PFC) equipment - Static VAr Generator type, to provide stepless PF correction and Harmonic mitigation. PFC switching mechanism is to be via IGBT switching (To Engineers approval). PFC equipment to fully comply with Technical specification. | Each | Rate Only |  |  | 0
|  | A | B | C | D | E | F
3 | Metering & Control Equipment | UNIT | QUANTITY | SUPPLY RATE | INSTALL RATE | RATE (C+D) | TOTAL (BxE)
3.1 | Supply, Deliver, Install & Test 400/5A Split Core Current Transformers suitable for use with proposed PFC equipment as per OEM guidelines | Each | 6 |  |  | 0 | 0
3.2 | Provide a rate only -Supply, Deliver, Install & Test 800/5A Split Core Current Transformers suitable for use with proposed PFC equipment as per OEM guidelines | Each | Rate only |  |  | 0
3.3 | Provide a rate only -Supply, Deliver, Install & Test 600/5A Split Core Current Transformers suitable for use with proposed PFC equipment as per OEM guidelines | Each | Rate only |  |  | 0
3.4 | Provide a rate only -Supply, Deliver, Install & Test 200/5A Split Core Current Transformers suitable for use with proposed PFC equipment as per OEM guidelines | Each | Rate only |  |  | 0
3.5 | Supply, Deliver & Install a 13-way GEC Test Block | No. | 2 |  |  | 0 | 0
3.6 | Supply, Deliver, Install & Commission a fixed Power Quality Analyzer (Elspec G4420 or equivalent to Engineer's approval). To be installed onto existing LV panel, inclusive of all modifications required to the existing panel. The pricing is to be inclusive of the following: - Current Transformers - Wiring - Clips and connectors - Components required for remote communication with the meter/analyzer - Software required to access and analyze the recorded data (3 year license to be included in price) | No. | 1 |  |  | 0 | 0
|  | A | B | C | D | E | F
4 | Switchgear (LV) & Accessories | UNIT | QUANTITY | SUPPLY RATE | INSTALL RATE | RATE (C+D) | TOTAL (BxE)
4.1 | Supply, Deliver, Install, Test & Commission 400A, 50kA 3P MCCB with Electronic Trip Unit. To be installed into existing LV Panel. Inclusive of rotary handle mechanism | No. | 2 |  |  | 0 | 0
4.2 | Provide a rate only for - Supply, Deliver, Install, Test & Commission 600A, 50kA 3P MCCB with Electronic Trip Unit. To be installed into existing LV Panel. Inclusive of rotary handle mechanism | No. | Rate only |  |  | 0
4.3 | Supply, Deliver, Install, Test & Commission 800A, 50kA 3P MCCB with Electronic Trip Unit. To be installed into existing LV Panel. Inclusive of rotary handle mechanism | No. | 1 |  |  | 0 | 0
4.4 | Provide a rate only for - Supply, Deliver, Install, Test & Commission 200A, 50kA 3P MCCB with Electronic Trip Unit. To be installed into existing LV Panel. Inclusive of rotary handle mechanism | No. | Rate only |  |  | 0
4.5 | Modifications to the existing LV panel to install new MCCB | Sum | 1 |  |  | 0 | 0
5 | Cabling
5.1 | Quantities are re-measurable Supply, Deliver & Test & Install the following cables & accesories:
5.2 | AC Cables - Supply, Deliver, Install & Test LV ECC CABLES (4 Core Cu PVC/SWA/PVC)
|  | A | B | C | D | E | F
| Clamped to cable ladder or cable tray with K clamps at 1500mm spacing or to manufacturers recommendations. Type: Aberdare, Africa Cables or equal and approved by Engineer | UNIT | QUANTITY | SUPPLY RATE | INSTALL RATE | RATE (C+D) | TOTAL (BxE)
5.2.1 | 95 mm² 4-core | m | 88 |  |  | 0 | 0
5.2.2 | 70 mm² 4-core - rate only | m | 1 |  |  | 0
5.2.3 | 70 mm² 1-Core Cu Earth Cable | m | 40 |  |  | 0 | 0
5.3 | Control Cable
Supply, Deliver, Install & Test Control Cable
5.3.1 | 4 mm² 7-Core Control cable for CT signals to PFC | m | 30 |  |  | 0 | 0
5.4 | Cable Terminations
Supply, Deliver & Install Cable Terminations
Cable terminations complete with compatible glands, lugs and shrouds to suite cable type to SABS requirements & Specifications:
5.4.1 | 95 mm² 4-core | Each | 12 |  |  | 0 | 0
5.4.2 | 70 mm² 4-core - rate only | m | 1 |  |  | 0
5.4.3 | 70 mm² 1-core | Each | 4 |  |  | 0 | 0
5.4.4 | 4 mm² 7-core | Each | 8 |  |  | 0 | 0
|  | A | B | C | D | E | F
5.5 | SCADA | UNIT | QUANTITY | SUPPLY RATE | INSTALL RATE | RATE (C+D) | TOTAL (BxE)
5.5.1 | Supply, deliver, Install & terminate CAT 6 communications cable (including connectors) as per scope of work | m | 40 |  |  | 0 | 0
5.5.2 | Connect the new PFC equipment to the existing SCADA system. Inclusive of all new hardware and components | Sum | 1 |  |  | 0 | 0
6 | Cable Containment, Accessories & Support Structures
Supply, Deliver & Install the following cable accessories & support structures
6.1 | 25mm PVC Conduit inclusive of joins, bends, saddles, couplings, etc. | m | 20 |  |  | 0 | 0
6.2 | 25mm Sprague PVC inclusive of bends, couplings, etc. | m | 20 |  |  | 0 | 0
6.3 | Trunking 100mmx40mm per meter with end caps | m | 20 |  |  | 0 | 0
6.4 | 150mm Galvanized Heavy Duty Perforated Cable Tray inclusive of covers, mounting accessories, hangers, brackets, etc. | m | 20 |  |  | 0 | 0
6.5 | 100mm Wire mesh Cable tray inclusive of covers, mounting accessories, hangers, brackets, etc. | m | 20 |  |  | 0 | 0
6.6 | P8000 Galvanized Trunking including all mounting accessories, end caps, hangers, brackets etc. | m | 20 |  |  | 0 | 0
|  | A | B | C | D | E | F
7 | Testing & Commissioning | UNIT | QUANTITY | SUPPLY RATE | INSTALL RATE | RATE (C+D) | TOTAL (BxE)
7.1 | Perform Factory Acceptance Test (FAT) in line with OEM recommendations. Inclusive of travel, accomodation & subsistence for 2 x ACSA representatives & 2 x Engineers representatives | Sum | 1 |  |  | 0 | 0
7.2 | Perform Site Acceptance Test (SAT) in accordance with OEM recommendations | Sum | 1 |  |  | 0 | 0
7.3 | Issuing of CoC for new installation | Sum | 1 |  |  | 0 | 0
7.4 | Thermal infrared scanning of all new cable connections. Report to be submitted. | Sum | 1 |  |  | 0 | 0
8 | Decommissioning of Existing Equipment
8.1 | Decommission and Discard existing PFC and Accessories in accordance with ACSA disposal policies and avail safe disposal certificates | Sum | 1 | 0 |  | 0 | 0
| Carried to the Summary page (Exclusive VAT) | [5 empty] | 0
The Bill of Quantities (BoQ) shall be submitted in PRINTED PDF format, duly completed, signed and shall form part of the NEC3 Engineering and Construction Contract (ECC).
BIDDING ENTITY/COMPANY : ___________________________________________ SIGNATURE (Duly Authorised) : __________________________________________ DATE: _______________ NAME: ____________________________________________________

## SECT 5- AIRSIDE SS 2
#VALUE!
BILL OF QUANTITIES
ACSA KSIA POWER FACTOR CORRECTION UPGRADE
SECTION 5: Airside Substation 2
ITEM No. | DESCRIPTION | UNIT | QUANTITY | SUPPLY RATE | INSTALL RATE | RATE (C+D) | TOTAL (BxE)
Supplementary Preamble
The following items must be priced in strict accordance with the technical specification document and the applicable drawings
The Contractor must provide a guarantee period of 36 months on all equipment & materials, starting from date of final commissioning
|  | A | B | C | D | E | F
1 | Power Quality Study | UNIT | QUANTITY | SUPPLY RATE | INSTALL RATE | RATE (C+D) | TOTAL (BxE)
1.1 | Conduct a comprehensive Power Quality Study at the Main Incomer to the Airside SS 2 LV Switchroom. Power Quality Meter to be used is to be Class-A with high resolution sampling. The metering exercise is to be conducted for a period of 7 days. A detailed report should be provided on completion of the measurement excercise. This PQ Study will be done to confirm the sizing of the new PFC equipment. | Sum | 1 |  |  | 0 | 0
1.2 | Conduct a comprehensive Power Quality Study at the Main Incomer to the Airside SS 2 LV Switchroom. Power Quality Meter to be used is to be Class-A with high resolution sampling. The metering exercise is to be conducted for a period of 7 days. A detailed report should be provided on completion of the measurement excercise. This PQ Study will be done post installation of the new PFC equipment, and is for the evaluation of the performance of the new PFC equipment | Sum | 1 |  |  | 0 | 0
|  | A | B | C | D | E | F
2 | Power Factor Correction Equipment If multiple units are to be installed in parallel, all items required to provide such functionality are to be fully priced for | UNIT | QUANTITY | SUPPLY RATE | INSTALL RATE | RATE (C+D) | TOTAL (BxE)
2.1 | Supply, Deliver, Rig, Install, Test & Commission a dynamic 100kVAr, 400V Power Factor Correction (PFC) equipment - Static VAr Generator type, to provide stepless PF correction and Harmonic mitigation. PFC switching mechanism is to be via IGBT switching (To Engineers approval). PFC equipment to fully comply with Technical specification. | No. | 1 |  |  | 0 | 0
2.2 | Provide a rate only for the Supply, Deliver, Rig, Install, Test & Commission a dynamic 50kVAr, 400V Power Factor Correction (PFC) equipment - Static VAr Generator type, to provide stepless PF correction and Harmonic mitigation. PFC switching mechanism is to be via IGBT switching (To Engineers approval). PFC equipment to fully comply with Technical specification. | Each | Rate Only |  |  | 0
|  | A | B | C | D | E | F
3 | Metering & Control Equipment | UNIT | QUANTITY | SUPPLY RATE | INSTALL RATE | RATE (C+D) | TOTAL (BxE)
3.1 | Provide rate only for - Supply, Deliver, Install & Test 100/5A Split Core Current Transformers suitable for use with proposed PFC equipment as per OEM guidelines | Each | Rate only |  |  | 0
3.2 | Supply, Deliver, Install & Test 200/5A Split Core Current Transformers suitable for use with proposed PFC equipment as per OEM guidelines | Each | 3 |  |  | 0 | 0
3.3 | Supply, Deliver & Install a 13-way GEC Test Block | No. | 1 |  |  | 0 | 0
3.4 | Supply, Deliver, Install & Commission a fixed Power Quality Analyzer (Elspec G4420 or equivalent to Engineer's approval). To be installed onto existing LV panel, inclusive of all modifications required to the existing panel. The pricing is to be inclusive of the following: - Current Transformers - Wiring - Clips and connectors - Components required for remote communication with the meter/analyzer - Software required to access and analyze the recorded data (3 year license to be included in price) | No. | 1 |  |  | 0 | 0
|  | A | B | C | D | E | F
4 | Switchgear (LV) & Accessories | UNIT | QUANTITY | SUPPLY RATE | INSTALL RATE | RATE (C+D) | TOTAL (BxE)
4.1 | Supply, Deliver, Install, Test & Commission 200A, 50kA 3P MCCB with Electronic Trip Unit. To be installed into existing LV Panel. Inclusive of rotary handle mechanism | No. | 1 |  |  | 0 | 0
4.2 | Provide Rate only for - Supply, Deliver, Install, Test & Commission 100A, 50kA 3P MCCB with Electronic Trip Unit. To be installed into existing LV Panel. Inclusive of rotary handle mechanism | No. | Rate only |  |  | 0
4.3 | Modifications to the existing LV panel to install new MCCB | Sum | 1 |  |  | 0 | 0
|  | A | B | C | D | E | F
5 | Cabling | UNIT | QUANTITY | SUPPLY RATE | INSTALL RATE | RATE (C+D) | TOTAL (BxE)
5.1 | Quantities are re-measurable Supply, Deliver & Test & Install the following cables & accesories:
5.2 | AC Cables - Supply, Deliver, Install & Test LV ECC CABLES (4 Core Cu PVC/SWA/PVC)
Clamped to cable ladder or cable tray with K clamps at 1500mm spacing or to manufacturers recommendations. Type: Aberdare, Africa Cables or equal and approved by Engineer
5.2.1 | 95 mm² 4-core | m | 22 |  |  | 0 | 0
5.2.2 | 70 mm² 4-core - rate only | m | 1 |  |  | 0
5.2.3 | 70 mm² 1-Core Cu Earth Cable | m | 20 |  |  | 0 | 0
|  | A | B | C | D | E | F
5.3 | Control Cable | UNIT | QUANTITY | SUPPLY RATE | INSTALL RATE | RATE (C+D) | TOTAL (BxE)
Supply, Deliver, Install & Test Control Cable
5.3.1 | 4 mm² 7-Core Control cable for CT signals to PFC | m | 30 |  |  | 0 | 0
|  | A | B | C | D | E | F
5.4 | Cable Terminations | UNIT | QUANTITY | SUPPLY RATE | INSTALL RATE | RATE (C+D) | TOTAL (BxE)
Supply, Deliver & Install Cable Terminations
Cable terminations complete with compatible glands, lugs and shrouds to suite cable type to SABS requirements & Specifications:
5.4.1 | 95 mm² 4-core | ea | 10 |  |  | 0 | 0
5.4.2 | 70 mm² 4-core - rate only | m | 1 |  |  | 0
5.4.3 | 70 mm² 1-core | ea | 10 |  |  | 0 | 0
5.4.4 | 4 mm² 7-core | ea | 10 |  |  | 0 | 0
5.5 | SCADA
5.5.1 | Supply, deliver, Install & terminate CAT 6 communications cable (including connectors) as per scope of work | m | 30 |  |  | 0 | 0
5.5.2 | Connect the new PFC equipment to the existing SCADA system. Inclusive of all new hardware and components | Sum | 1 |  |  | 0 | 0
|  | A | B | C | D | E | F
5.6 | Cable Containment, Accessories & Support Structures | UNIT | QUANTITY | SUPPLY RATE | INSTALL RATE | RATE (C+D) | TOTAL (BxE)
Supply, Deliver & Install the following cable accessories & support structures
5.6.1 | 25mm PVC Conduit inclusive of joins, bends, saddles, couplings, etc. | m | 20 |  |  | 0 | 0
5.6.2 | 25mm Sprague PVC inclusive of bends, couplings, etc. | m | 20 |  |  | 0 | 0
5.6.3 | Trunking 100mmx40mm per meter with end caps | m | 20 |  |  | 0 | 0
5.6.4 | 150mm Galvanized Heavy Duty Perforated Cable Tray inclusive of covers, mounting accessories, hangers, brackets, etc. | m | 20 |  |  | 0 | 0
5.6.5 | 100mm Wire mesh Cable tray inclusive of covers, mounting accessories, hangers, brackets, etc. | m | 20 |  |  | 0 | 0
5.6.6 | P8000 Galvanized Trunking including all mounting accessories, end caps, hangers, brackets etc. | m | 20 |  |  | 0 | 0
|  | A | B | C | D | E | F
6 | Testing & Commissioning | UNIT | QUANTITY | SUPPLY RATE | INSTALL RATE | RATE (C+D) | TOTAL (BxE)
6.1 | Perform Factory Acceptance Test (FAT) in line with OEM recommendations. Inclusive of travel, accomodation & subsistence for 2 x ACSA representatives & 2 x Engineers representatives | Sum | 1 |  |  | 0 | 0
6.2 | Perform Site Acceptance Test (SAT) in accordance with OEM recommendations | Sum | 1 |  |  | 0 | 0
6.3 | Issuing of CoC for new installation | Sum | 1 |  |  | 0 | 0
6.4 | Thermal infrared scanning of all new cable connections. Report to be submitted in an acceptable reporting format | Sum | 1 |  |  | 0 | 0
| Carried to the Summary Page (Exclusive VAT) | [5 empty] | 0
The Bill of Quantities (BoQ) shall be submitted in PRINTED PDF format, duly completed, signed and shall form part of the NEC3 Engineering and Construction Contract (ECC).
BIDDING ENTITY/COMPANY : ___________________________________________ SIGNATURE (Duly Authorised) : __________________________________________ DATE: _______________ NAME: ____________________________________________________

## SECT 6- AIRSIDE SS 3
#VALUE!
BILL OF QUANTITIES
ACSA KSIA POWER FACTOR CORRECTION UPGRADE
SECTION 6: Airside Substation 3
ITEM No. | DESCRIPTION | UNIT | QUANTITY | SUPPLY RATE | INSTALL RATE | RATE (C+D) | TOTAL (BxE)
Supplementary Preamble
The following items must be priced in strict accordance with the technical specification document and the applicable drawings
The Contractor must provide a guarantee period of 36 months on all equipment & materials, starting from date of final commissioning
|  | A | B | C | D | E | F
1 | Power Quality Study | UNIT | QUANTITY | SUPPLY RATE | INSTALL RATE | RATE (C+D) | TOTAL (BxE)
1.2 | Conduct a comprehensive Power Quality Study at the Main Incomer to the Airside SS 3 LV Switchroom. Power Quality Meter to be used is to be Class-A with high resolution sampling. The metering exercise is to be conducted for a period of 7 days. A detailed report should be provided on completion of the measurement excercise. This PQ Study will be done to confirm the sizing of the new PFC equipment. | Sum | 1 |  |  | 0 | 0
1.3 | Conduct a comprehensive Power Quality Study at the Main Incomer to the Airside SS 3 LV Switchroom. Power Quality Meter to be used is to be Class-A with high resolution sampling. The metering exercise is to be conducted for a period of 7 days. A detailed report should be provided on completion of the measurement excercise. This PQ Study will be done post installation of the new PFC equipment, and is for the evaluation of the performance of the new PFC equipment | Sum | 1 |  |  | 0 | 0
|  | A | B | C | D | E | F
2 | Power Factor Correction Equipment If multiple units are to be installed in parallel, all items required to provide such functionality are to be fully priced for | UNIT | QUANTITY | SUPPLY RATE | INSTALL RATE | RATE (C+D) | TOTAL (BxE)
2.1 | Supply, Deliver, Rig, Install, Test & Commission a dynamic 100kVAr, 400V Power Factor Correction (PFC) equipment - Static VAr Generator type, to provide stepless PF correction and Harmonic mitigation. PFC switching mechanism is to be via IGBT switching (To Engineers approval). PFC equipment to fully comply with Technical specification. | No. | 1 |  |  | 0 | 0
2.2 | Provide a rate only for the Supply, Deliver, Rig, Install, Test & Commission a dynamic 50kVAr, 400V Power Factor Correction (PFC) equipment - Static VAr Generator type, to provide stepless PF correction and Harmonic mitigation. PFC switching mechanism is to be via IGBT switching (To Engineers approval). PFC equipment to fully comply with Technical specification. | Each | Rate Only |  |  | 0
|  | A | B | C | D | E | F
3 | Metering & Control Equipment | UNIT | QUANTITY | SUPPLY RATE | INSTALL RATE | RATE (C+D) | TOTAL (BxE)
3.1 | Supply, Deliver, Install & Test 200/5A Split Core Current Transformers suitable for use with proposed PFC equipment as per OEM guidelines | Each | 3 |  |  | 0 | 0
3.2 | Provide a rate only for - Supply, Deliver, Install & Test 100/5A Split Core Current Transformers suitable for use with proposed PFC equipment as per OEM guidelines | Each | 3 |  |  | 0
3.3 | Supply, Deliver & Install a 13-way GEC Test Block | No. | 1 |  |  | 0 | 0
3.4 | Supply, Deliver, Install & Commission a fixed Power Quality Analyzer (Elspec G4420 or equivalent to Engineer's approval). To be installed onto existing LV panel, inclusive of all modifications required to the existing panel. The pricing is to be inclusive of the following: - Current Transformers - Wiring - Clips and connectors - Components required for remote communication with the meter/analyzer - Software required to access and analyze the recorded data (3 year license to be included in price) | No. | 1 |  |  | 0 | 0
|  | A | B | C | D | E | F
4 | Switchgear (LV) & Accessories | UNIT | QUANTITY | SUPPLY RATE | INSTALL RATE | RATE (C+D) | TOTAL (BxE)
4.1 | Supply, Deliver, Install, Test & Commission 200A, 50kA 3P MCCB with Electronic Trip Unit. To be installed into existing LV Panel. Inclusive of rotary handle mechanism | No. | 1 |  |  | 0 | 0
4.2 | Provide Rate only for - Supply, Deliver, Install, Test & Commission 100A, 50kA 3P MCCB with Electronic Trip Unit. To be installed into existing LV Panel. Inclusive of rotary handle mechanism | No. | Rate Only |  |  | 0
4.3 | Modifications to the existing LV panel to install new MCCB | Sum | 1 |  |  | 0 | 0
5 | Cabling | A | B | C | D | E | F
5.1 | Quantities are re-measurable Supply, Deliver & Test & Install the following cables & accesories: | UNIT | QUANTITY | SUPPLY RATE | INSTALL RATE | RATE (C+D) | TOTAL (BxE)
5.2 | AC Cables - Supply, Deliver, Install & Test LV ECC CABLES (4 Core Cu PVC/SWA/PVC)
Clamped to cable ladder or cable tray with K clamps at 1500mm spacing or to manufacturers recommendations. Type: Aberdare, Africa Cables or equal and approved by Engineer
5.2.1 | 95 mm² 4-core | m | 20 |  |  | 0 | 0
5.2.2 | 70 mm² 4-core - rate only | m | 1 |  |  | 0
5.2.3 | 70 mm² 1-Core Cu Earth Cable | m | 20 |  |  | 0 | 0
5.3 | Control Cable
Supply, Deliver, Install & Test Control Cable
5.3.1 | 4 mm² 7-Core Control cable for CT signals to PFC | m | 20 |  |  | 0 | 0
5.4 | Cable Terminations
| Supply, Deliver & Install Cable Terminations | A | B | C | D | E | F
| Cable terminations complete with compatible glands, lugs and shrouds to suite cable type to SABS requirements & Specifications: | UNIT | QUANTITY | SUPPLY RATE | INSTALL RATE | RATE (C+D) | TOTAL (BxE)
5.4.1 | 95 mm² 4-core | ea | 10 |  |  | 0 | 0
5.4.2 | 70 mm² 4-core - rate only | ea | 1 |  |  | 0
5.4.3 | 70 mm² 1-core | ea | 10 |  |  | 0 | 0
5.4.4 | 4 mm² 7-core | ea | 10 |  |  | 0 | 0
5.5 | SCADA
5.5.1 | Supply, deliver, Install & terminate CAT 6 communications cable (including connectors) as per scope of work | m | 20 |  |  | 0 | 0
5.5.2 | Connect the new PFC equipment to the existing SCADA system. Inclusive of all new hardware and components | Sum | 1 |  |  | 0 | 0
5.6 | Cable Containment, Accessories & Support Structures | A | B | C | D | E | F
| Supply, Deliver & Install the following cable accessories & support structures | UNIT | QUANTITY | SUPPLY RATE | INSTALL RATE | RATE (C+D) | TOTAL (BxE)
5.6.1 | 25mm PVC Conduit inclusive of joins, bends, saddles, couplings, etc. | m | 20 |  |  | 0 | 0
5.6.2 | 25mm Sprague PVC inclusive of bends, couplings, etc. | m | 20 |  |  | 0 | 0
5.6.3 | Trunking 100mmx40mm per meter with end caps | m | 20 |  |  | 0 | 0
5.6.4 | 150mm Galvanized Heavy Duty Perforated Cable Tray inclusive of covers, mounting accessories, hangers, brackets, etc. | m | 20 |  |  | 0 | 0
5.6.5 | 100mm Wire mesh Cable tray inclusive of covers, mounting accessories, hangers, brackets, etc. | m | 20 |  |  | 0 | 0
5.6.6 | P8000 Galvanized Trunking including all mounting accessories, end caps, hangers, brackets etc. | m | 20 |  |  | 0 | 0
|  | A | B | C | D | E | F
6 | Testing & Commissioning | UNIT | QUANTITY | SUPPLY RATE | INSTALL RATE | RATE (C+D) | TOTAL (BxE)
6.1 | Perform Factory Acceptance Test (FAT) in line with OEM recommendations. Inclusive of travel, accomodation & subsistence for 2 x ACSA representatives & 2 x Engineers representatives | Sum | 1 |  |  | 0 | 0
6.2 | Perform Site Acceptance Test (SAT) in accordance with OEM recommendations | Sum | 1 |  |  | 0 | 0
6.3 | Issuing of CoC for new installation | Sum | 1 |  |  | 0 | 0
6.4 | Thermal infrared scanning of all new cable connections. Report to be submitted. | Sum | 1 |  |  | 0 | 0
| Carried to the Summary Page (Exclusive VAT) | [5 empty] | 0
The Bill of Quantities (BoQ) shall be submitted in PRINTED PDF format, duly completed, signed and shall form part of the NEC3 Engineering and Construction Contract (ECC).
BIDDING ENTITY/COMPANY : ___________________________________________ SIGNATURE (Duly Authorised) : __________________________________________ DATE: _______________ NAME: ____________________________________________________

## SECT 7- AIRSIDE SS 4
#VALUE!
BILL OF QUANTITIES
ACSA KSIA POWER FACTOR CORRECTION UPGRADE
SECTION 7: Airside Substation 4
ITEM No. | DESCRIPTION | UNIT | QUANTITY | SUPPLY RATE | INSTALL RATE | RATE (C+D) | TOTAL (BxE)
Supplementary Preamble
The following items must be priced in strict accordance with the technical specification document and the applicable drawings
The Contractor must provide a guarantee period of 36 months on all equipment & materials, starting from date of final commissioning
1 | Power Quality Study | A | B | C | D | E | F
|  | UNIT | QUANTITY | SUPPLY RATE | INSTALL RATE | RATE (C+D) | TOTAL (BxE)
1.1 | Conduct a comprehensive Power Quality Study at the Main Incomer to the Airside SS 4 LV Switchroom. Power Quality Meter to be used is to be Class-A with high resolution sampling. The metering exercise is to be conducted for a period of 7 days. A detailed report should be provided on completion of the measurement excercise. This PQ Study will be done to confirm the sizing of the new PFC equipment. | Sum | 1 |  |  | 0 | 0
1.2 | Conduct a comprehensive Power Quality Study at the Main Incomer to the Airside SS 4 LV Switchroom. Power Quality Meter to be used is to be Class-A with high resolution sampling. The metering exercise is to be conducted for a period of 7 days. A detailed report should be provided on completion of the measurement excercise. This PQ Study will be done post installation of the new PFC equipment, and is for the evaluation of the performance of the new PFC equipment | Sum | 1 |  |  | 0 | 0
|  | A | B | C | D | E | F
2 | Power Factor Correction Equipment If multiple units are to be installed in parallel, all items required to provide such functionality are to be fully priced for | UNIT | QUANTITY | SUPPLY RATE | INSTALL RATE | RATE (C+D) | TOTAL (BxE)
2.1 | Supply, Deliver, Rig, Install, Test & Commission a dynamic 200kVAr, 400V Power Factor Correction (PFC) equipment - Static VAr Generator type, to provide stepless PF correction and Harmonic mitigation. PFC switching mechanism is to be via IGBT switching (To Engineers approval). PFC equipment to fully comply with Technical specification. Installed on Airside Substation 4 LV DB to achieve total compensation of 400kVAr | No. | 2 | 0 |  | 0 | 0
2.2 | Provide a rate only for the Supply, Deliver, Rig, Install, Test & Commission a dynamic 300kVAr, 400V Power Factor Correction (PFC) equipment - Static VAr Generator type, to provide stepless PF correction and Harmonic mitigation. PFC switching mechanism is to be via IGBT switching (To Engineers approval). PFC equipment to fully comply with Technical specification. | ea | Rate Only |  |  | 0
2.3 | Provide a rate only for the Supply, Deliver, Rig, Install, Test & Commission a dynamic 200kVAr, 400V Power Factor Correction (PFC) equipment - Static VAr Generator type, to provide stepless PF correction and Harmonic mitigation. PFC switching mechanism is to be via IGBT switching (To Engineers approval). PFC equipment to fully comply with Technical specification. | ea | Rate Only |  |  | 0
2.4 | Provide a rate only for the Supply, Deliver, Rig, Install, Test & Commission a dynamic 150kVAr, 400V Power Factor Correction (PFC) equipment - Static VAr Generator type, to provide stepless PF correction and Harmonic mitigation. PFC switching mechanism is to be via IGBT switching (To Engineers approval). PFC equipment to fully comply with Technical specification. | ea | Rate Only |  |  | 0
|  | A | B | C | D | E | F
3 | Metering & Control Equipment | UNIT | QUANTITY | SUPPLY RATE | INSTALL RATE | RATE (C+D) | TOTAL (BxE)
3.1 | Supply, Deliver, Install & Test 400/5A Split Core Current Transformers suitable for use with proposed PFC equipment as per OEM guidelines | ea | 6 |  |  | 0 | 0
3.2 | Provide a rate only -Supply, Deliver, Install & Test 800/5A Split Core Current Transformers suitable for use with proposed PFC equipment as per OEM guidelines | ea | Rate only |  |  | 0
3.3 | Provide a rate only -Supply, Deliver, Install & Test 600/5A Split Core Current Transformers suitable for use with proposed PFC equipment as per OEM guidelines | ea | Rate only |  |  | 0
3.4 | Provide a rate only -Supply, Deliver, Install & Test 200/5A Split Core Current Transformers suitable for use with proposed PFC equipment as per OEM guidelines | ea | Rate only |  |  | 0
3.5 | Supply, Deliver & Install a 13-way GEC Test Block | No. | 2 |  |  | 0 | 0
3.6 | Supply, Deliver, Install & Commission a fixed Power Quality Analyzer (Elspec G4420 or equivalent to Engineer's approval). To be installed onto existing LV panel, inclusive of all modifications required to the existing panel. The pricing is to be inclusive of the following: - Current Transformers - Wiring - Clips and connectors - Components required for remote communication with the meter/analyzer - Software required to access and analyze the recorded data (3 year license to be included in price) | No. | 1 |  |  | 0 | 0
|  | A | B | C | D | E | F
4 | Switchgear (LV) & Accessories | UNIT | QUANTITY | SUPPLY RATE | INSTALL RATE | RATE (C+D) | TOTAL (BxE)
4.1 | Supply, Deliver, Install, Test & Commission 400A, 50kA 3P MCCB with Electronic Trip Unit. To be installed into existing LV Panel. Inclusive of rotary handle mechanism | No. | 2 |  |  | 0 | 0
4.2 | Provide a rate only for - Supply, Deliver, Install, Test & Commission 600A, 50kA 3P MCCB with Electronic Trip Unit. To be installed into existing LV Panel. Inclusive of rotary handle mechanism | No. | Rate only |  |  | 0
4.3 | Supply, Deliver, Install, Test & Commission 800A, 50kA 3P MCCB with Electronic Trip Unit. To be installed into existing LV Panel. Inclusive of rotary handle mechanism | No. | 1 |  |  | 0 | 0
4.4 | Provide a rate only for - Supply, Deliver, Install, Test & Commission 200A, 50kA 3P MCCB with Electronic Trip Unit. To be installed into existing LV Panel. Inclusive of rotary handle mechanism | No. | Rate only |  |  | 0
4.5 | Modifications to the existing LV panel to install new MCCB | Sum | 1 |  |  | 0 | 0
5 | Cabling | A | B | C | D | E | F
5.1 | Quantities are re-measurable Supply, Deliver & Test & Install the following cables & accesories: | UNIT | QUANTITY | SUPPLY RATE | INSTALL RATE | RATE (C+D) | TOTAL (BxE)
5.2 | AC Cables - Supply, Deliver, Install & Test LV ECC CABLES (4 Core Cu PVC/SWA/PVC)
Clamped to cable ladder or cable tray with K clamps at 1500mm spacing or to manufacturers recommendations. Type: Aberdare, Africa Cables or equal and approved by Engineer
5.2.1 | 95 mm² 4-core | m | 100 |  |  | 0 | 0
5.2.2 | 70 mm² 4-core - rate only | m | 1 |  |  | 0
5.2.3 | 50 mm² 4-core - rate only | m | 1 |  |  | 0
5.2.4 | 25 mm² 4-core - rate only | m | 1 |  |  | 0
5.2.5 | 70 mm² 1-Core Cu Earth Cable | m | 40 |  |  | 0 | 0
5.3 | Control Cable
Supply, Deliver, Install & Test Control Cable
5.3.1 | 4 mm² 7-Core Control cable for CT signals to PFC | m | 30 |  |  | 0 | 0
5.4 | Cable Terminations | A | B | C | D | E | F
|  | UNIT | QUANTITY | SUPPLY RATE | INSTALL RATE | RATE (C+D) | TOTAL (BxE)
Supply, Deliver & Install Cable Terminations
Cable terminations complete with compatible glands, lugs and shrouds to suite cable type to SABS requirements & Specifications:
5.4.1 | 95 mm² 4-core | ea | 20 |  |  | 0 | 0
5.4.2 | 70 mm² 4-core - rate only | ea | 1 |  |  | 0
5.4.3 | 25 mm² 4-core - rate only | ea | 1 |  |  | 0
5.4.4 | 50 mm² 4-core - rate only | ea | 1 |  |  | 0
5.4.5 | 70 mm² 1-core | ea | 10 |  |  | 0 | 0
5.4.6 | 4 mm² 7-core | ea | 10 |  |  | 0 | 0
|  | A | B | C | D | E | F
5.5 | SCADA | UNIT | QUANTITY | SUPPLY RATE | INSTALL RATE | RATE (C+D) | TOTAL (BxE)
5.5.1 | Supply, deliver, Install & terminate CAT 6 communications cable (including connectors) as per scope of work | m | 40 |  |  | 0 | 0
5.5.2 | Connect the new PFC equipment to the existing SCADA system. Inclusive of all new hardware and components | Sum | 1 |  |  | 0 | 0
5.6 | Cable Containment, Accessories & Support Structures | A | B | C | D | E | F
|  | UNIT | QUANTITY | SUPPLY RATE | INSTALL RATE | RATE (C+D) | TOTAL (BxE)
Supply, Deliver & Install the following cable accessories & support structures
5.6.1 | 25mm PVC Conduit inclusive of joins, bends, saddles, couplings, etc. | m | 20 |  |  | 0 | 0
5.6.2 | 25mm Sprague PVC inclusive of bends, couplings, etc. | m | 20 |  |  | 0 | 0
5.6.3 | Trunking 100mmx40mm per meter with end caps | m | 20 |  |  | 0 | 0
5.6.4 | 150mm Galvanized Heavy Duty Perforated Cable Tray inclusive of covers, mounting accessories, hangers, brackets, etc. | m | 20 |  |  | 0 | 0
5.6.5 | 100mm Wire mesh Cable tray inclusive of covers, mounting accessories, hangers, brackets, etc. | m | 20 |  |  | 0 | 0
5.6.6 | P8000 Galvanized Trunking including all mounting accessories, end caps, hangers, brackets etc. | m | 20 |  |  | 0 | 0
6 | Testing & Commissioning | A | B | C | D | E | F
|  | UNIT | QUANTITY | SUPPLY RATE | INSTALL RATE | RATE (C+D) | TOTAL (BxE)
6.1 | Perform Factory Acceptance Test (FAT) in line with OEM recommendations. Inclusive of travel, accomodation & subsistence for 2 x ACSA representatives & 2 x Engineers representatives | Sum | 1 |  |  | 0 | 0
6.2 | Perform Site Acceptance Test (SAT) in accordance with OEM recommendations | Sum | 1 |  |  | 0 | 0
6.3 | Issuing of CoC for new installation | Sum | 1 |  |  | 0 | 0
6.4 | Thermal infrared scanning of all new cable connections. Report to be submitted. | Sum | 1 |  |  | 0 | 0
7 | Decommissioning of Existing Equipment
7.1 | Decommission and Discard existing PFC and Accessories in accordance with ACSA disposal policies and avail safe disposal certificates | Sum | 1 |  |  | 0 | 0
| Carried to the Summary Page (Exclusive VAT) | [5 empty] | 0
The Bill of Quantities (BoQ) shall be submitted in PRINTED PDF format, duly completed, signed and shall form part of the NEC3 Engineering and Construction Contract (ECC).
BIDDING ENTITY/COMPANY : ___________________________________________ SIGNATURE (Duly Authorised) : __________________________________________ DATE: _______________ NAME: ____________________________________________________

## SECT 8- TERMINAL BDG SS A2
#VALUE!
BILL OF QUANTITIES
ACSA KSIA POWER FACTOR CORRECTION UPGRADE
SECTION 8: Terminal Building Substation A2
ITEM No. | DESCRIPTION | UNIT | QUANTITY | SUPPLY RATE | INSTALL RATE | RATE (C+D) | TOTAL (BxE)
Supplementary Preamble
The following items must be priced in strict accordance with the technical specification document and the applicable drawings
The Contractor must provide a guarantee period of 36 months on all equipment & materials, starting from date of final commissioning
1 | Power Quality Study | A | B | C | D | E | F
|  | UNIT | QUANTITY | SUPPLY RATE | INSTALL RATE | RATE (C+D) | TOTAL (BxE)
1.1 | Conduct a comprehensive Power Quality Study at Incomer 1 on the Terminal Building SS A2. Power Quality Meter to be used is to be Class-A with high resolution sampling. The metering exercise is to be conducted for a period of 7 days. A detailed report should be provided on completion of the measurement excercise. This PQ Study will be done to confirm the sizing of the new PFC equipment. | Sum | 1 |  |  | 0 | 0
1.2 | Conduct a comprehensive Power Quality Study at Incomer 1 to the Terminal Building SS A2. Power Quality Meter to be used is to be Class-A with high resolution sampling. The metering exercise is to be conducted for a period of 7 days. A detailed report should be provided on completion of the measurement excercise. This PQ Study will be done post installation of the new PFC equipment, and is for the evaluation of the performance of the new PFC equipment | Sum | 1 |  |  | 0 | 0
1.3 | Conduct a comprehensive Power Quality Study at Incomer 2 on the Terminal Building SS A2. Power Quality Meter to be used is to be Class-A with high resolution sampling. The metering exercise is to be conducted for a period of 7 days. A detailed report should be provided on completion of the measurement excercise. This PQ Study will be done to confirm the sizing of the new PFC equipment. | Sum | 1 |  |  | 0 | 0
1.4 | Conduct a comprehensive Power Quality Study at Incomer 2 to the Terminal Building SS A2. Power Quality Meter to be used is to be Class-A with high resolution sampling. The metering exercise is to be conducted for a period of 7 days. A detailed report should be provided on completion of the measurement excercise. This PQ Study will be done post installation of the new PFC equipment, and is for the evaluation of the performance of the new PFC equipment | Sum | 1 |  |  | 0 | 0
1.5 | Conduct a comprehensive Power Quality Study at the Emergency section on the Terminal Building SS A2. Power Quality Meter to be used is to be Class-A with high resolution sampling. The metering exercise is to be conducted for a period of 7 days. A detailed report should be provided on completion of the measurement excercise. This PQ Study will be done to confirm the sizing of the new PFC equipment. | Sum | 1 |  |  | 0 | 0
1.6 | Conduct a comprehensive Power Quality Study at the Emergency Section on the Terminal Building SS A2. Power Quality Meter to be used is to be Class-A with high resolution sampling. The metering exercise is to be conducted for a period of 7 days. A detailed report should be provided on completion of the measurement excercise. This PQ Study will be done post installation of the new PFC equipment, and is for the evaluation of the performance of the new PFC equipment | Sum | 1 |  |  | 0 | 0
|  | A | B | C | D | E | F
2 | Power Factor Correction Equipment If multiple units are to be installed in parallel, all items required to provide such functionality are to be fully priced for | UNIT | QUANTITY | SUPPLY RATE | INSTALL RATE | RATE (C+D) | TOTAL (BxE)
2.1 | Supply, Deliver, Rig, Install, Test & Commission a dynamic 300kVAr, 400V Power Factor Correction (PFC) equipment - Static VAr Generator type, to provide stepless PF correction and Harmonic mitigation. PFC switching mechanism is to be via IGBT switching (To Engineers approval). PFC equipment to fully comply with Technical specification. Installed on Incomer 1 Section to achieve total compensation of 1200kVAr | No. | 4 |  |  | 0 | 0
2.2 | Provide a rate only for the Supply, Deliver, Rig, Install, Test & Commission a dynamic 1000kVAr, 400V Power Factor Correction (PFC) equipment - Static VAr Generator type, to provide stepless PF correction and Harmonic mitigation. PFC switching mechanism is to be via IGBT switching (To Engineers approval). PFC equipment to fully comply with Technical specification. | Each | Rate Only |  |  | 0
2.3 | Provide a rate only for the Supply, Deliver, Rig, Install, Test & Commission a dynamic 800kVAr, 400V Power Factor Correction (PFC) equipment - Static VAr Generator type, to provide stepless PF correction and Harmonic mitigation. PFC switching mechanism is to be via IGBT switching (To Engineers approval). PFC equipment to fully comply with Technical specification. | Each | Rate Only |  |  | 0
2.4 | Provide a rate only for the Supply, Deliver, Rig, Install, Test & Commission a dynamic 600kVAr, 400V Power Factor Correction (PFC) equipment - Static VAr Generator type, to provide stepless PF correction and Harmonic mitigation. PFC switching mechanism is to be via IGBT switching (To Engineers approval). PFC equipment to fully comply with Technical specification. | Each | Rate Only |  |  | 0
2.5 | Supply, Deliver, Rig, Install, Test & Commission a dynamic 300kVAr, 400V Power Factor Correction (PFC) equipment - Static VAr Generator type, to provide stepless PF correction and Harmonic mitigation. PFC switching mechanism is to be via IGBT switching (To Engineers approval). PFC equipment to fully comply with Technical specification. Installed on Incomer 2 Section to achieve total compensation of 1200kVAr | No. | 4 |  |  | 0 | 0
2.6 | Provide a rate only for the Supply, Deliver, Rig, Install, Test & Commission a dynamic 1000kVAr, 400V Power Factor Correction (PFC) equipment - Static VAr Generator type, to provide stepless PF correction and Harmonic mitigation. PFC switching mechanism is to be via IGBT switching (To Engineers approval). PFC equipment to fully comply with Technical specification. | Each | Rate Only |  |  | 0
2.7 | Provide a rate only for the Supply, Deliver, Rig, Install, Test & Commission a dynamic 800kVAr, 400V Power Factor Correction (PFC) equipment - Static VAr Generator type, to provide stepless PF correction and Harmonic mitigation. PFC switching mechanism is to be via IGBT switching (To Engineers approval). PFC equipment to fully comply with Technical specification. | Each | Rate Only |  |  | 0
2.8 | Provide a rate only for the Supply, Deliver, Rig, Install, Test & Commission a dynamic 600kVAr, 400V Power Factor Correction (PFC) equipment - Static VAr Generator type, to provide stepless PF correction and Harmonic mitigation. PFC switching mechanism is to be via IGBT switching (To Engineers approval). PFC equipment to fully comply with Technical specification. | Each | Rate Only |  |  | 0
2.9 | Supply, Deliver, Rig, Install, Test & Commission a dynamic 200kVAr, 400V Power Factor Correction (PFC) equipment - Static VAr Generator type, to provide stepless PF correction and Harmonic mitigation. PFC switching mechanism is to be via IGBT switching (To Engineers approval). PFC equipment to fully comply with Technical specification. Installed on the Emergency Section to achieve total compensation of 400kVAr | No. | 2 |  |  | 0 | 0
2.1 | Provide a rate only for the Supply, Deliver, Rig, Install, Test & Commission a dynamic 300kVAr, 400V Power Factor Correction (PFC) equipment - Static VAr Generator type, to provide stepless PF correction and Harmonic mitigation. PFC switching mechanism is to be via IGBT switching (To Engineers approval). PFC equipment to fully comply with Technical specification. | Each | Rate Only |  |  | 0
2.11 | Provide a rate only for the Supply, Deliver, Rig, Install, Test & Commission a dynamic 200kVAr, 400V Power Factor Correction (PFC) equipment - Static VAr Generator type, to provide stepless PF correction and Harmonic mitigation. PFC switching mechanism is to be via IGBT switching (To Engineers approval). PFC equipment to fully comply with Technical specification. | Each | Rate Only |  |  | 0
2.12 | Provide a rate only for the Supply, Deliver, Rig, Install, Test & Commission a dynamic 150kVAr, 400V Power Factor Correction (PFC) equipment - Static VAr Generator type, to provide stepless PF correction and Harmonic mitigation. PFC switching mechanism is to be via IGBT switching (To Engineers approval). PFC equipment to fully comply with Technical specification. | Each | Rate Only |  |  | 0
|  | A | B | C | D | E | F
3 | Metering & Control Equipment | UNIT | QUANTITY | SUPPLY RATE | INSTALL RATE | RATE (C+D) | TOTAL (BxE)
3.1 | Supply, Deliver, Install & Test 400/5A Split Core Current Transformers suitable for use with proposed PFC equipment as per OEM guidelines | Each | 6 |  |  | 0 | 0
3.2 | Supply, Deliver, Install & Test 600/5A Split Core Current Transformers suitable for use with proposed PFC equipment as per OEM guidelines | Each | 24 |  |  | 0 | 0
3.3 | Provide a rate only -Supply, Deliver, Install & Test 200/5A Split Core Current Transformers suitable for use with proposed PFC equipment as per OEM guidelines | Each | Rate only |  |  | 0
3.4 | Provide a rate only -Supply, Deliver, Install & Test 100/5A Split Core Current Transformers suitable for use with proposed PFC equipment as per OEM guidelines | Each | Rate only |  |  | 0
3.5 | Supply, Deliver & Install a 13-way GEC Test Block | No. | 10 |  |  | 0 | 0
3.6 | Supply, Deliver, Install & Commission a fixed Power Quality Analyzer (Elspec G4420 or equivalent to Engineer's approval). To be installed onto existing LV panel, inclusive of all modifications required to the existing panel. The pricing is to be inclusive of the following: - Current Transformers - Wiring - Clips and connectors - Components required for remote communication with the meter/analyzer - Software required to access and analyze the recorded data (3 year license to be included in price) | No. | 3 |  |  | 0 | 0
|  | A | B | C | D | E | F
4 | Switchgear (LV) & Accessories | UNIT | QUANTITY | SUPPLY RATE | INSTALL RATE | RATE (C+D) | TOTAL (BxE)
4.1 | Supply, Deliver, Install, Test & Commission 400A, 50kA 3P MCCB with Electronic Trip Unit. To be installed into existing LV Panel. Inclusive of rotary handle mechanism | No. | 2 |  |  | 0 | 0
4.2 | Supply, Deliver, Install, Test & Commission 600A, 50kA 3P MCCB with Electronic Trip Unit. To be installed into existing LV Panel. Inclusive of rotary handle mechanism | No. | 8 |  |  | 0 | 0
4.3 | Provide a rate only - Supply, Deliver, Install, Test & Commission 200A, 50kA 3P MCCB with Electronic Trip Unit. To be installed into existing LV Panel. Inclusive of rotary handle mechanism | No. | Rate only |  |  | 0
4.4 | Provide a rate only - Supply, Deliver, Install, Test & Commission 100A, 50kA 3P MCCB with Electronic Trip Unit. To be installed into existing LV Panel. Inclusive of rotary handle mechanism | No. | Rate only |  |  | 0
4.5 | Modifications to the existing LV panel to install new MCCB | Sum | 3 |  |  | 0 | 0
5 | Cabling | A | B | C | D | E | F
5.1 | Quantities are re-measurable Supply, Deliver & Test & Install the following cables & accesories: | UNIT | QUANTITY | SUPPLY RATE | INSTALL RATE | RATE (C+D) | TOTAL (BxE)
5.2 | AC Cables - Supply, Deliver, Install & Test LV ECC CABLES (4 Core Cu PVC/SWA/PVC)
Clamped to cable ladder or cable tray with K clamps at 1500mm spacing or to manufacturers recommendations. Type: Aberdare, Africa Cables or equal and approved by Engineer
5.2.1 | 95 mm² 4-core | m | 352 |  |  | 0 | 0
5.2.2 | 70 mm² 4-core - rate only | m | 1 |  |  | 0
5.2.3 | 70 mm² 1-Core Cu Earth Cable | m | 60 |  |  | 0 | 0
|  | A | B | C | D | E | F
5.3 | Control Cable | UNIT | QUANTITY | SUPPLY RATE | INSTALL RATE | RATE (C+D) | TOTAL (BxE)
Supply, Deliver, Install & Test Control Cable
5.3.1 | 4 mm² 7-Core Control cable for CT signals to PFC | m | 150 |  |  | 0 | 0
5.4 | Cable Terminations | A | B | C | D | E | F
| Supply, Deliver & Install Cable Terminations | UNIT | QUANTITY | SUPPLY RATE | INSTALL RATE | RATE (C+D) | TOTAL (BxE)
Cable terminations complete with compatible glands, lugs and shrouds to suite cable type to SABS requirements & Specifications:
5.4.1 | 95 mm² 4-core | Each | 60 |  |  | 0 | 0
5.4.2 | 70 mm² 4-core - rate only | Each | 1 |  |  | 0
5.4.3 | 70 mm² 1-core | Each | 20 |  |  | 0 | 0
5.4.4 | 4 mm² 7-core | Each | 20 |  |  | 0 | 0
|  | A | B | C | D | E | F
5.5 | SCADA | UNIT | QUANTITY | SUPPLY RATE | INSTALL RATE | RATE (C+D) | TOTAL (BxE)
5.5.1 | Supply, deliver, Install & terminate CAT 6 communications cable (including connectors) as per scope of work | m | 60 |  |  | 0 | 0
5.5.2 | Connect the new PFC equipment to the existing SCADA system. Inclusive of all new hardware and components | Sum | 3 |  |  | 0 | 0
5.6 | Cable Containment, Accessories & Support Structures
5.6.1 | 25mm PVC Conduit inclusive of joins, bends, saddles, couplings, etc. | m | 60 |  |  | 0 | 0
5.6.2 | 25mm Sprague PVC inclusive of bends, couplings, etc. | m | 60 |  |  | 0 | 0
5.6.3 | Trunking 100mmx40mm per meter with end caps | m | 60 |  |  | 0 | 0
5.6.4 | 150mm Galvanized Heavy Duty Perforated Cable Tray inclusive of covers, mounting accessories, hangers, brackets, etc. | m | 120 |  |  | 0 | 0
5.6.5 | 100mm Wire mesh Cable tray inclusive of covers, mounting accessories, hangers, brackets, etc. | m | 60 |  |  | 0 | 0
5.6.6 | P8000 Galvanized Trunking including all mounting accessories, end caps, hangers, brackets etc. | m | 60 |  |  | 0 | 0
6 | Testing & Commissioning | A | B | C | D | E | F
|  | UNIT | QUANTITY | SUPPLY RATE | INSTALL RATE | RATE (C+D) | TOTAL (BxE)
6.1 | Perform Factory Acceptance Test (FAT) in line with OEM recommendations. Inclusive of travel, accomodation & subsistence for 2 x ACSA representatives & 2 x Engineers representatives | Sum | 3 |  |  | 0 | 0
6.2 | Perform Site Acceptance Test (SAT) in accordance with OEM recommendations | Sum | 3 |  |  | 0 | 0
6.3 | Issuing of CoC for new installation | Sum | 3 |  |  | 0 | 0
6.4 | Thermal infrared scanning of all new cable connections. Report to be submitted. | Sum | 3 |  |  | 0 | 0
| Carried to the Summary Page (Exclusive VAT) | [5 empty] | 0
The Bill of Quantities (BoQ) shall be submitted in PRINTED PDF format, duly completed, signed and shall form part of the NEC3 Engineering and Construction Contract (ECC).
BIDDING ENTITY/COMPANY : ___________________________________________ SIGNATURE (Duly Authorised) : __________________________________________ DATE: _______________ NAME: ____________________________________________________

## SECT 9- SKY TANK FSD 2
#VALUE!
BILL OF QUANTITIES
ACSA KSIA POWER FACTOR CORRECTION UPGRADE
SECTION 9 - SKY TANKING FSD
ITEM No. | DESCRIPTION | UNIT | QUANTITY | SUPPLY RATE | INSTALL RATE | RATE (C+D) | TOTAL (BxE)
Supplementary Preamble
The following items must be priced in strict accordance with the technical specification document and the applicable drawings
The Contractor must provide a guarantee period of 36 months on all equipment & materials, starting from date of final commissioning
1 | Power Quality Study | A | B | C | D | E | F
|  | UNIT | QUANTITY | SUPPLY RATE | INSTALL RATE | RATE (C+D) | TOTAL (BxE)
1.1 | Conduct a comprehensive Power Quality Study at the Main Incomer-A to the SKY TANK FSD LV Switchroom. Power Quality Meter to be used is to be Class-A with high resolution sampling. The metering exercise is to be conducted for a period of 7 days. A detailed report should be provided on completion of the measurement excercise. This PQ Study will be done to confirm the sizing of the new PFC equipment. | Sum | 1 |  |  | 0 | 0
1.2 | Conduct a comprehensive Power Quality Study at the Main Incomer-B to the SKY TANK FSD LV Switchroom . Power Quality Meter to be used is to be Class-A with high resolution sampling. The metering exercise is to be conducted for a period of 7 days. A detailed report should be provided on completion of the measurement excercise. This PQ Study will be done to confirm the sizing of the new PFC equipment. | Sum | 1 |  |  | 0 | 0
1.3 | Conduct a comprehensive Power Quality Study at Main Incomer-A to the SKY TANK FSD LV Switchroom. Power Quality Meter to be used is to be Class-A with high resolution sampling. The metering exercise is to be conducted for a period of 7 days. A detailed report should be provided on completion of the measurement excercise. This PQ Study will be done post installation of the new PFC equipment, and is for the evaluation of the performance of the new PFC equipment | Sum | 1 |  |  | 0 | 0
1.4 | Conduct a comprehensive Power Quality Study at Main Incomer-B to the SKY TANK FSD LV Switchroom. Power Quality Meter to be used is to be Class-A with high resolution sampling. The metering exercise is to be conducted for a period of 7 days. A detailed report should be provided on completion of the measurement excercise. This PQ Study will be done post installation of the new PFC equipment, and is for the evaluation of the performance of the new PFC equipment | Sum | 1 |  |  | 0 | 0
|  | A | B | C | D | E | F
2 | Power Factor Correction Equipment If multiple units are to be installed in parallel, all items required to provide such functionality are to be fully priced for | UNIT | QUANTITY | SUPPLY RATE | INSTALL RATE | RATE (C+D) | TOTAL (BxE)
2.1 | Supply, Deliver, Rig, Install, Test & Commission a dynamic 200kVAr, 400V Power Factor Correction (PFC) equipment - Static VAr Generator type, to provide stepless PF correction and Harmonic mitigation. PFC switching mechanism is to be via IGBT switching (To Engineers approval). PFC equipment to fully comply with Technical specification. Installed on Incomer-A DB to achieve total compensation of 400kVAr | No. | 2 |  |  | 0 | 0
2.2 | Provide a rate only for the Supply, Deliver, Rig, Install, Test & Commission a dynamic 300kVAr, 400V Power Factor Correction (PFC) equipment - Static VAr Generator type, to provide stepless PF correction and Harmonic mitigation. PFC switching mechanism is to be via IGBT switching (To Engineers approval). PFC equipment to fully comply with Technical specification. | Each | Rate Only |  |  | 0
2.3 | Provide a rate only for the Supply, Deliver, Rig, Install, Test & Commission a dynamic 200kVAr, 400V Power Factor Correction (PFC) equipment - Static VAr Generator type, to provide stepless PF correction and Harmonic mitigation. PFC switching mechanism is to be via IGBT switching (To Engineers approval). PFC equipment to fully comply with Technical specification. | Each | Rate Only |  |  | 0
2.4 | Provide a rate only for the Supply, Deliver, Rig, Install, Test & Commission a dynamic 150kVAr, 400V Power Factor Correction (PFC) equipment - Static VAr Generator type, to provide stepless PF correction and Harmonic mitigation. PFC switching mechanism is to be via IGBT switching (To Engineers approval). PFC equipment to fully comply with Technical specification. | Each | Rate Only |  |  | 0
2.5 | Supply, Deliver, Rig, Install, Test & Commission a dynamic 200kVAr, 400V Power Factor Correction (PFC) equipment - Static VAr Generator type, to provide stepless PF correction and Harmonic mitigation. PFC switching mechanism is to be via IGBT switching (To Engineers approval). PFC equipment to fully comply with Technical specification. Installed on Incomer-B DB to achieve total compensation of 400kVAr | No. | 2 |  |  | 0 | 0
2.6 | Provide a rate only for the Supply, Deliver, Rig, Install, Test & Commission a dynamic 300kVAr, 400V Power Factor Correction (PFC) equipment - Static VAr Generator type, to provide stepless PF correction and Harmonic mitigation. PFC switching mechanism is to be via IGBT switching (To Engineers approval). PFC equipment to fully comply with Technical specification. | Each | Rate Only |  |  | 0
2.7 | Provide a rate only for the Supply, Deliver, Rig, Install, Test & Commission a dynamic 200kVAr, 400V Power Factor Correction (PFC) equipment - Static VAr Generator type, to provide stepless PF correction and Harmonic mitigation. PFC switching mechanism is to be via IGBT switching (To Engineers approval). PFC equipment to fully comply with Technical specification. | Each | Rate Only |  |  | 0
2.8 | Provide a rate only for the Supply, Deliver, Rig, Install, Test & Commission a dynamic 150kVAr, 400V Power Factor Correction (PFC) equipment - Static VAr Generator type, to provide stepless PF correction and Harmonic mitigation. PFC switching mechanism is to be via IGBT switching (To Engineers approval). PFC equipment to fully comply with Technical specification. | Each | Rate Only |  |  | 0
|  | A | B | C | D | E | F
3 | Metering & Control Equipment | UNIT | QUANTITY | SUPPLY RATE | INSTALL RATE | RATE (C+D) | TOTAL (BxE)
3.1 | Supply, Deliver, Install & Test 400/5A Split Core Current Transformers suitable for use with proposed PFC equipment as per OEM guidelines | Each | 12 |  |  | 0 | 0
3.2 | Supply, Deliver, Install & Test 600/5A Split Core Current Transformers suitable for use with proposed PFC equipment as per OEM guidelines | Each | 24 |  |  | 0 | 0
3.3 | Supply, Deliver, Install & Test 800/5A Split Core Current Transformers suitable for use with proposed PFC equipment as per OEM guidelines | Each | Rate Only |  |  | 0
3.4 | Supply, Deliver, Install & Test 2500/5A Split Core Current Transformers suitable for use with proposed PFC equipment as per OEM guidelines | Each | Rate Only |  |  | 0
3.5 | Supply, Deliver & Install a 13-way GEC Test Block | No. | 4 |  |  | 0 | 0
3.6 | Supply, Deliver, Install & Commission a fixed Power Quality Analyzer (Elspec G4420 or equivalent to Engineer's approval). To be installed onto existing LV panel, inclusive of all modifications required to the existing panel. The pricing is to be inclusive of the following: - Current Transformers - Wiring - Clips and connectors - Components required for remote communication with the meter/analyzer - Software required to access and analyze the recorded data (3 year license to be included in price) | No. | 4 |  |  | 0 | 0
|  | A | B | C | D | E | F
4 | Switchgear (LV) & Accessories | UNIT | QUANTITY | SUPPLY RATE | INSTALL RATE | RATE (C+D) | TOTAL (BxE)
4.1 | Supply, Deliver, Install, Test & Commission 400A, 50kA 3P MCCB with Electronic Trip Unit. To be installed into existing LV Panel. Inclusive of rotary handle mechanism | No. | 4 |  |  | 0 | 0
4.2 | Supply, Deliver, Install, Test & Commission 600A, 50kA 3P MCCB with Electronic Trip Unit. To be installed into existing LV Panel. Inclusive of rotary handle mechanism | No. | 1 |  |  | 0 | 0
4.3 | Provide a rate only for - Supply, Deliver, Install, Test & Commission 200A, 50kA 3P MCCB with Electronic Trip Unit. To be installed into existing LV Panel. Inclusive of rotary handle mechanism | No. | Rate only |  |  | 0
4.4 | Provide a rate only for - Supply, Deliver, Install, Test & Commission 100A, 50kA 3P MCCB with Electronic Trip Unit. To be installed into existing LV Panel. Inclusive of rotary handle mechanism | No. | Rate only |  |  | 0
4.5 | Modifications to the existing LV panel to install new MCCB | Sum | 1 |  |  | 0 | 0
5 | Cabling
5.1 | Quantities are re-measurable Supply, Deliver & Test & Install the following cables & accesories:
5.2 | AC Cables - Supply, Deliver, Install & Test LV ECC CABLES (4 Core Cu PVC/SWA/PVC) | A | B | C | D | E | F
| Clamped to cable ladder or cable tray with K clamps at 1500mm spacing or to manufacturers recommendations. Type: Aberdare, Africa Cables or equal and approved by Engineer | UNIT | QUANTITY | SUPPLY RATE | INSTALL RATE | RATE (C+D) | TOTAL (BxE)
5.2.1 | 95 mm² 4-core | m | 88 |  |  | 0 | 0
5.2.2 | 70 mm² 4-core - rate only | m | 1 |  |  | 0
5.2.3 | 70 mm² 1-Core Cu Earth Cable | m | 40 |  |  | 0 | 0
5.3 | Control Cable | A | B | C | D | E | F
|  | UNIT | QUANTITY | SUPPLY RATE | INSTALL RATE | RATE (C+D) | TOTAL (BxE)
Supply, Deliver, Install & Test Control Cable
5.3.1 | 4 mm² 7-Core Control cable for CT signals to PFC | m | 60 |  |  | 0 | 0
5.4 | Cable Terminations | A | B | C | D | E | F
| Supply, Deliver & Install Cable Terminations | UNIT | QUANTITY | SUPPLY RATE | INSTALL RATE | RATE (C+D) | TOTAL (BxE)
Cable terminations complete with compatible glands, lugs and shrouds to suite cable type to SABS requirements & Specifications:
5.4.1 | 95 mm² 4-core | ea | 10 |  |  | 0 | 0
5.4.2 | 70 mm² 4-core - rate only | ea | 1 |  |  | 0
5.4.3 | 70 mm² 1-core | ea | 10 |  |  | 0 | 0
5.4.4 | 4 mm² 7-core | ea | 10 |  |  | 0 | 0
5.5 | SCADA | A | B | C | D | E | F
|  | UNIT | QUANTITY | SUPPLY RATE | INSTALL RATE | RATE (C+D) | TOTAL (BxE)
5.5.1 | Supply, deliver, Install & terminate CAT 6 communications cable (including connectors) as per scope of work | m | 40 |  |  | 0 | 0
5.5.2 | Connect the new PFC equipment to the existing SCADA system. Inclusive of all new hardware and components | Sum | 1 |  |  | 0 | 0
5.6 | Cable Containment, Accessories & Support Structures
Supply, Deliver & Install the following cable accessories & support structures
5.6.1 | 25mm PVC Conduit inclusive of joins, bends, saddles, couplings, etc. | m | 20 |  |  | 0 | 0
5.6.2 | 25mm Sprague PVC inclusive of bends, couplings, etc. | m | 20 |  |  | 0 | 0
5.6.3 | Trunking 100mmx40mm per meter with end caps | m | 20 |  |  | 0 | 0
5.6.4 | 150mm Galvanized Heavy Duty Perforated Cable Tray inclusive of covers, mounting accessories, hangers, brackets, etc. | m | 20 |  |  | 0 | 0
5.6.5 | 100mm Wire mesh Cable tray inclusive of covers, mounting accessories, hangers, brackets, etc. | m | 20 |  |  | 0 | 0
5.6.6 | P8000 Galvanized Trunking including all mounting accessories, end caps, hangers, brackets etc. | m | 20 |  |  | 0 | 0
6 | Testing & Commissioning | A | B | C | D | E | F
|  | UNIT | QUANTITY | SUPPLY RATE | INSTALL RATE | RATE (C+D) | TOTAL (BxE)
6.1 | Perform Factory Acceptance Test (FAT) in line with OEM recommendations. Inclusive of travel, accomodation & subsistence for 2 x ACSA representatives & 2 x Engineers representatives | Sum | 1 |  |  | 0 | 0
6.2 | Perform Site Acceptance Test (SAT) in accordance with OEM recommendations | Sum | 1 |  |  | 0 | 0
6.3 | Issuing of CoC for new installation | Sum | 1 |  |  | 0 | 0
6.4 | Thermal infrared scanning of all new cable connections. Report to be submitted. | Sum | 1 |  |  | 0 | 0
7 | Decommissioning of Existing Equipment
7.1 | Decommission and Discard existing PFC and Accessories in accordance with ACSA disposal policies and avail safe disposal certificates | Sum | 1 |  |  | 0 | 0
| Carried to the Summary Page (Exclusive VAT) | [5 empty] | 0
The Bill of Quantities (BoQ) shall be submitted in PRINTED PDF format, duly completed, signed and shall form part of the NEC3 Engineering and Construction Contract (ECC).
BIDDING ENTITY/COMPANY : ___________________________________________ SIGNATURE (Duly Authorised) : __________________________________________ DATE: _______________ NAME: ____________________________________________________

## SECT 10 - SKY TANK FFD
#VALUE!
BILL OF QUANTITIES
ACSA KSIA POWER FACTOR CORRECTION UPGRADE
SECTION 10: Sky Tanking Forward Fuel Depot
|  | A | B | C | D | E | F
ITEM No. | DESCRIPTION | UNIT | QUANTITY | SUPPLY RATE | INSTALL RATE | RATE (C+D) | TOTAL (BxE)
Supplementary Preamble
The following items must be priced in strict accordance with the technical specification document and the applicable drawings
The Contractor must provide a guarantee period of 36 months on all equipment & materials, starting from date of final commissioning
1 | Power Quality Study | A | B | C | D | E | F
|  | UNIT | QUANTITY | SUPPLY RATE | INSTALL RATE | RATE (C+D) | TOTAL (BxE)
1.1 | Conduct a comprehensive Power Quality Study at the Main Incomer to the SKY TANK FFD LV Switchroom. Power Quality Meter to be used is to be Class-A with high resolution sampling. The metering exercise is to be conducted for a period of 7 days. A detailed report should be provided on completion of the measurement excercise. This PQ Study will be done to confirm the sizing of the new PFC equipment. | Sum | 1 |  |  | 0 | 0
1.2 | Conduct a comprehensive Power Quality Study at the Main Incomer to the SKY TANK FFD LV Switchroom. Power Quality Meter to be used is to be Class-A with high resolution sampling. The metering exercise is to be conducted for a period of 7 days. A detailed report should be provided on completion of the measurement excercise. This PQ Study will be done post installation of the new PFC equipment, and is for the evaluation of the performance of the new PFC equipment | Sum | 1 |  |  | 0 | 0
|  | A | B | C | D | E | F
2 | Power Factor Correction Equipment If multiple units are to be installed in parallel, all items required to provide such functionality are to be fully priced for | UNIT | QUANTITY | SUPPLY RATE | INSTALL RATE | RATE (C+D) | TOTAL (BxE)
2.1 | Supply, Deliver, Rig, Install, Test & Commission a dynamic 100kVAr, 400V Power Factor Correction (PFC) equipment - Static VAr Generator type, to provide stepless PF correction and Harmonic mitigation. PFC switching mechanism is to be via IGBT switching (To Engineers approval). PFC equipment to fully comply with Technical specification. | No. | 1 |  |  | 0 | 0
2.2 | Provide a rate only for the Supply, Deliver, Rig, Install, Test & Commission a dynamic 50kVAr, 400V Power Factor Correction (PFC) equipment - Static VAr Generator type, to provide stepless PF correction and Harmonic mitigation. PFC switching mechanism is to be via IGBT switching (To Engineers approval). PFC equipment to fully comply with Technical specification. | Each | Rate Only |  |  | 0
3 | Metering & Control Equipment
3.1 | Provide a rate only for - Supply, Deliver, Install & Test 100/5A Split Core Current Transformers suitable for use with proposed PFC equipment as per OEM guidelines | Each | Rate Only |  |  | 0
3.2 | Supply, Deliver, Install & Test 200/5A Split Core Current Transformers suitable for use with proposed PFC equipment as per OEM guidelines | Each | 3 |  |  | 0 | 0
3.3 | Supply, Deliver & Install a 13-way GEC Test Block | No. | 1 |  |  | 0 | 0
3.4 | Supply, Deliver, Install & Commission a fixed Power Quality Analyzer (Elspec G4420 or equivalent to Engineer's approval). To be installed onto existing LV panel, inclusive of all modifications required to the existing panel. The pricing is to be inclusive of the following: - Current Transformers - Wiring - Clips and connectors - Components required for remote communication with the meter/analyzer - Software required to access and analyze the recorded data (3 year license to be included in price) | No. | 1 |  |  | 0 | 0
4 | Switchgear (LV) & Accessories
4.1 | Supply, Deliver, Install, Test & Commission 200A, 50kA 3P MCCB with Electronic Trip Unit. To be installed into existing LV Panel. Inclusive of rotary handle mechanism | No. | 1 |  |  | 0 | 0
4.2 | Provide Rate only for - Supply, Deliver, Install, Test & Commission 100A, 50kA 3P MCCB with Electronic Trip Unit. To be installed into existing LV Panel. Inclusive of rotary handle mechanism | No. | 1 |  |  | 0
4.3 | Modifications to the existing LV panel to install new MCCB | Sum | 1 |  |  | 0 | 0
5 | Cabling
5.1 | Quantities are re-measurable Supply, Deliver & Test & Install the following cables & accesories:
5.2 | AC Cables - Supply, Deliver, Install & Test LV ECC CABLES (4 Core Cu PVC/SWA/PVC) | A | B | C | D | E | F
| Clamped to cable ladder or cable tray with K clamps at 1500mm spacing or to manufacturers recommendations. Type: Aberdare, Africa Cables or equal and approved by Engineer | UNIT | QUANTITY | SUPPLY RATE | INSTALL RATE | RATE (C+D) | TOTAL (BxE)
5.2.1 | 95 mm² 4-core | m | 22 |  |  | 0 | 0
5.2.2 | 70 mm² 4-core - Rate only | m | 1 |  |  | 0
5.2.3 | 70 mm² 1-Core Cu Earth Cable | m | 20 |  |  | 0 | 0
5.3 | Control Cable
Supply, Deliver, Install & Test Control Cable
5.3.1 | 4 mm² 7-Core Control cable for CT signals to PFC | m | 20 |  |  | 0 | 0
5.4 | Cable Terminations | A | B | C | D | E | F
|  | UNIT | QUANTITY | SUPPLY RATE | INSTALL RATE | RATE (C+D) | TOTAL (BxE)
Supply, Deliver & Install Cable Terminations
Cable terminations complete with compatible glands, lugs and shrouds to suite cable type to SABS requirements & Specifications:
5.4.1 | 95 mm² 4-core | Each | 10 |  |  | 0 | 0
5.4.2 | 70 mm² 4-core - rate only | Each | 1 |  |  | 0
5.4.3 | 70 mm² 1-core | Each | 10 |  |  | 0 | 0
5.4.4 | 4 mm² 7-core | Each | 10 |  |  | 0 | 0
5.5 | SCADA | A | B | C | D | E | F
|  | UNIT | QUANTITY | SUPPLY RATE | INSTALL RATE | RATE (C+D) | TOTAL (BxE)
5.5.1 | Supply, deliver, Install & terminate CAT 6 communications cable (including connectors) as per scope of work | m | 20 |  |  | 0 | 0
5.5.2 | Connect the new PFC equipment to the existing SCADA system. Inclusive of all new hardware and components | Sum | 1 |  |  | 0 | 0
5.6 | Cable Containment, Accessories & Support Structures | A | B | C | D | E | F
|  | UNIT | QUANTITY | SUPPLY RATE | INSTALL RATE | RATE (C+D) | TOTAL (BxE)
Supply, Deliver & Install the following cable accessories & support structures
5.6.1 | 25mm PVC Conduit inclusive of joins, bends, saddles, couplings, etc. | m | 20 |  |  | 0 | 0
5.6.2 | 25mm Sprague PVC inclusive of bends, couplings, etc. | m | 20 |  |  | 0 | 0
5.6.3 | Trunking 100mmx40mm per meter with end caps | m | 20 |  |  | 0 | 0
5.6.4 | 150mm Galvanized Heavy Duty Perforated Cable Tray inclusive of covers, mounting accessories, hangers, brackets, etc. | m | 20 |  |  | 0 | 0
5.6.5 | 100mm Wire mesh Cable tray inclusive of covers, mounting accessories, hangers, brackets, etc. | m | 20 |  |  | 0 | 0
5.6.6 | P8000 Galvanized Trunking including all mounting accessories, end caps, hangers, brackets etc. | m | 20 |  |  | 0 | 0
6 | Testing & Commissioning | A | B | C | D | E | F
|  | UNIT | QUANTITY | SUPPLY RATE | INSTALL RATE | RATE (C+D) | TOTAL (BxE)
6.1 | Perform Factory Acceptance Test (FAT) in line with OEM recommendations. Inclusive of travel, accomodation & subsistence for 2 x ACSA representatives & 2 x Engineers representatives | Sum | 1 |  |  | 0 | 0
6.2 | Perform Site Acceptance Test (SAT) in accordance with OEM recommendations | Sum | 1 |  |  | 0 | 0
6.3 | Issuing of CoC for new installation | Sum | 1 |  |  | 0 | 0
6.4 | Thermal infrared scanning of all new cable connections. Report to be submitted. | Sum | 1 |  |  | 0 | 0
| Carried to the Summary Page (Exclusive VAT) | [5 empty] | 0
The Bill of Quantities (BoQ) shall be submitted in PRINTED PDF format, duly completed, signed and shall form part of the NEC3 Engineering and Construction Contract (ECC).
BIDDING ENTITY/COMPANY : ___________________________________________ SIGNATURE (Duly Authorised) : __________________________________________ DATE: _______________ NAME: ____________________________________________________

## SECT 11 - GENERAL
#VALUE!
BILL OF QUANTITIES
ACSA KSIA POWER FACTOR CORRECTION UPGRADE
SECTION 11: Main Intake existing MV Power Factor Correction
ITEM No. | DESCRIPTION | UNIT | QUANTITY | SUPPLY RATE (MARKED UP) | INSTALL RATE (Marked up) | RATE (E+H) | TOTAL (BxJ)
Supplementary Preamble
The following items must be priced in strict accordance with the technical specification document and the applicable drawings
The Contractor must provide a guarantee period of 24 months against latent or obvious defects and non-conformance on all equipment & materials, starting from date of final commissioning
1 | Power Quality Study | A | B | C | D | E | F
|  | UNIT | QUANTITY | SUPPLY RATE | INSTALL RATE | RATE (C+D) | TOTAL (BxE)
1.1 | Conduct a comprehensive Power Quality Study at the 2 x 11kV Main Incomers to the Airport. Power Quality Meter to be used is to be Class-A with high resolution sampling. The metering exercise is to be conducted for a period of 14 days. A detailed report should be provided on completion of the measurement excercise. Existing MV PFC is to be switched during the measurement excercise.This PQ Study will be done to gauge the impact of the existing MV PFC. | Sum | 1 |  |  | 0 | 0
2 | Decommissioning of Existing Equipment
2.1 | Decommission and Discard existing PFC and Accessories in accordance with ACSA disposal policies and avail safe disposal certificates. The existing MV PFC comprises the following: - PFC Feeder A: 2 x banks of 3000kVAr - PFC Feeder B: 2 x banks of 3000kVAr | Sum | 1 |  |  | 0 | 0
3 | Provisional Sum
3.1 | Provisional sum for network analysis, capacity analysis and 11kV alternative feeder application from the nearest eThekwini municipality supply to the Airport and Mount Moreland Community. Professional services are required for ECSA stages 1 - 4, this includes all the necessary travelling costs and tests where necessary. Timeline to complete this portion of the scope is 12 months or less. | Sum | 1 |  |  |  | 1000000
| Carried to the Summary Page (Exclusive VAT) | [5 empty] | 1000000
The Bill of Quantities (BoQ) shall be submitted in PRINTED PDF format, duly completed, signed and shall form part of the NEC3 Engineering and Construction Contract (ECC).
BIDDING ENTITY/COMPANY : ___________________________________________ SIGNATURE (Duly Authorised) : __________________________________________ DATE: _______________ NAME: ____________________________________________________

## SECT 2- NW Block (hidden)
BILL OF QUANTITIES
#VALUE!
SECTION 2: SOLAR PV / BATTERY SYSTEM
|  | A | B | C | D | E | F | G | H | I | J | K
ITEM No. | DESCRIPTION | UNIT | QUANTITY | SUPPLY RATE (COST) | MARK UP % | SUPPLY RATE (MARKED UP) | Install Rate | MARK UP % | INSTALL RATE (Marked up) | LABOUR TOTAL | RATE (E+H) | TOTAL (BxJ)
2 |  | B: INVERTERS, SOLAR PV MODULES, BATTERIES, AC EQUIPMENT & CABLING
2.1 |  | B: Solar PV Panels
2.1.2 | NW block -Supply, Deliver, Install, Test & Commission 550W Canadian Solar Super High Power Mono PERC or Equivalent to Engineer's approval. Inclusive of earthing & bonding complete | ea | 53 | 1623.93 | 25% | 2165.24 | 350 | 15% | 402.5 | 21332.5 | 2567.74 | 136090.22
2.2 |  | B: Inverters
2.2.2 | NW Block -Supply, Deliver, Install, Test & Commission 12kW 3P Sunsynk hybrid inverter | ea | 2 | 37623.76 | 20% | 47029.7 | 8000 | 15% | 9200 | 18400 | 56229.7 | 112459.4
2.3 |  | B: Automatic Transfer Switch (ATS)
2.3.2 | NW Block Supply, Deliver, Install, Test & Commission Changeover Switch | ea | 6 | 1021.3 | 20% | 1276.625 | 5700 | 15% | 6555 | 39330 | 7831.625 | 46989.75
2.3.3 | NW Block Supply, Deliver, Install, Test & Commission Elum SD Genset controller | No. | 1 | 70000 | 20% | 87500 | 5700 | 15% | 6555 | 6555 | 94055 | 94055
2.4 |  | B: Battery System
2.4.1 | NW Block -Supply, Deliver, Install, Test & Commission Lithium Batteries to provide backup. 80/64 LV | ea | 1 | 348297.95 | 20% | 435372.4375 | 8000 | 15% | 9200 | 9200 | 444572.4375 | 444572.4375
2.4.4
| Supply, Deliver, Install, Test & Commission Fuse Disconnectors with 250A fuses for Battery | ea | 8 | 2172.0165 | 20% | 2715.0206 | 250 | 15% | 287.5 | 2300 | 3002.5206 | 24020.165
2.5 |  | B: Mounting Structure, Clamps & Walkways
2.5.1 | Mounting Structures. Material to be aluminium and must include a 10 year warranty | ea | 53 | 650 | 20% | 812.5 | 90.566 | 15% | 104.1509 | 5520 | 916.6509 | 48582.5
| Cable Support/Wireways etc. Material to be galvanized steel | Sum | 1 | 10000 | 20% | 12500 | 7500 | 15% | 8625 | 8625 | 21125 | 21125
2.6 |  | B: DC Cabling
2.6.1 | 4mmsq Solar PV DC cables from panels to DC combiner box. Red cable for positive (+) and Black cable for negative (-) to SANS10142-1. UV resistant to EN50618 & TUV certified. Including MC4 connectors complete | m | 250 | 17.0775 | 20% | 21.3469 | 39 | 15% | 44.85 | 11212.5 | 66.1969 | 16549.2187
2.6.2 | 70mm2 Single core DC cable for Batteries | m | 16 | 207 | 20% | 258.75 | 65 | 15% | 74.75 | 1196 | 333.5 | 5336
2.6.3 | 50mm2 Single core DC cable for Batteries | m | 0 | 190 | 20% | 237.5 | 65 | 15% | 74.75 | 0 | 312.25 | 0
| 25mm2 Single core DC cable for Batteries | m | 0 | 110 | 20% | 137.5 | 65 | 15% | 74.75 | 0 | 212.25 | 0
2.7 |  | B: DC Combiner Box
2.7.1 | DC Combiner Box including the ffg components: 1000V rating, 1 X MPPT, 8 Inputs & 1 Output, 160A Isolator, Type 1 & 2 Surge Protection device, Inclusive of fuses. | ea | 1 | 16201.644 | 20% | 20252.055 | 500 | 15% | 575 | 575 | 20827.055 | 20827.055
2.7.2 | DC Combiner Box including the ffg components: 1000V rating, 4 X MPPT, 8 Inputs & 8 Output, 160A Isolator, Type 1 & 2 Surge Protection device, Inclusive of fuses. | ea | 0 | 16201.644 | 20% | 20252.055 | 500 | 15% | 575 | 0 | 20827.055 | 0
2.8 |  | B: Circuit Breakers
2.8.1 | Supply, Deliver, Install new 400V, 200A, 6kA, 3P,adjustable MCCB | ea | 0 | 2500 | 20% | 3125 | 1400 | 15% | 1610 | 0 | 4735 | 0
2.8.2 | Supply, Deliver, Install new 400V, 150A, 6kA, 4P, adjustable MCCB | ea | 2 | 1800 | 20% | 2250 | 1400 | 15% | 1610 | 3220 | 3860 | 7720
2.8.3 | Supply, Deliver, Install new 400V, 80A, 6kA, 3P, MCB | ea | 8 | 800 | 20% | 1000 | 1400 | 15% | 1610 | 12880 | 2610 | 20880
2.8.4 | Supply, Deliver, Install new 400V, 80A, 4P N/O Contactor | ea | 1 | 660 | 20% | 825 | 1400 | 15% | 1610 | 1610 | 2435 | 2435
2.9 |  | B: Distribution Boards
2.9.1 | Supply, Deliver, Install new 8-way LV Distribution Board | ea | 0 | 2500 | 20% | 3125 | 250 | 15% | 287.5 | 0 | 3412.5 | 0
2.9.2 | Supply, Deliver, Install new 16-way LV Distribution Board | ea | 8 | 5729 | 20% | 7161.25 | 250 | 15% | 287.5 | 2300 | 7448.75 | 59590
2.9.3 | Supply, Deliver, Install Surge Arrestor Din 3 Pole+Neutral 20kA 1.3kV type 1 & 2 | ea | 1 | 5729 | 20% | 7161.25 | 250 | 15% | 287.5 | 287.5 | 7448.75 | 7448.75
2.9.4 | Supply, Deliver, Install new 300/5A, 10VA Current transformers as required to integrate the new system | ea | 3 | 350 | 20% | 437.5 | 250 | 15% | 287.5 | 862.5 | 725 | 2175
2.9.5 | Supply, Deliver, Install & Terminate 7C, 4mm control cable between CT's and Inverter | m | 20 | 35 | 20% | 43.75 | 195 | 15% | 224.25 | 4485 | 268 | 5360
2.9.6 | Disconnect & Remove existing equipment as per scope of works | Sum | 1 | 1 | 20% | 1.25 | 7500 | 15% | 8625 | 8625 | 8626.25 | 8626.25
2.1 |  | B: Steel Stand for Equipment
2.10.1 | Fabricate & Install galvanized steel stand for new Inverter. Dimensions: 1200 x 800 x 300mm (L X B X H) | No. | 3 | 10000 | 16% | 11904.7619 | 200 | 15% | 230 | 690 | 12134.7619 | 36404.2857
2.10.2 | Fabricate & Install galvanized steel stand for new ATS. Dimensions: 700 x 500 x 300mm (L X B X H) | No. | 0 | 7500 | 16% | 8928.5714 | 200 | 15% | 230 | 0 | 9158.5714 | 0
2.11 |  | B: AC CABLING
Supply, Deliver, Install & Test LV ECC CABLES (4 Core Cu PVC/SWA/PVC)
Laid in ground or Clamped to cable ladder or cable tray with K clamps at 1500mm spacing or to manufacturers recommendations. Type: Aberdare, Africa Cables or equal and approved by Engineer
2.11.1 | 70 mm² 4-core | m | 0 | 947.75 | 25% | 1263.6667 | 25 | 15% | 28.75 | 0 | 1292.4167 | 0
2.11.2 | 50 mm² 4-core | m | 0 | 686.12 | 25% | 914.8267 | 25 | 15% | 28.75 | 0 | 943.5767 | 0
2.11.3 | 35 mm² 4-core | m | 65 | 538.9 | 25% | 718.5333 | 25 | 15% | 28.75 | 1868.75 | 747.2833 | 48573.4167
2.11.4 | 25 mm² 4-core | m | 0 | 450 | 25% | 600 | 25 | 15% | 28.75 | 0 | 628.75 | 0
2.11.5 | 16 mm² 4-core | m | 60 | 380 | 25% | 506.6667 | 25 | 15% | 28.75 | 1725 | 535.4167 | 32125
2.11.6 | 10 mm² 4-core | m | 0 | 215 | 25% | 286.6667 | 25 | 15% | 28.75 | 0 | 315.4167 | 0
2.12 |  | B: GENERAL PURPOSE WIRE
2.12.1 | 35 mm² GPW | m | 8 | 109.45 | 20% | 136.8125 | 50 | 15% | 57.5 | 460 | 194.3125 | 1554.5
| 16 mm² GPW | m | 0 | 70.6 | 20% | 88.25 | 50 | 15% | 57.5 | 0 | 145.75 | 0
| 6 mm² GPW | m | 12 | 22.91 | 20% | 28.6375 | 50 | 15% | 57.5 | 690 | 86.1375 | 1033.65
2.13 |  | B: SURFIX
2.13.1 | 1.5 mm² 2C + E Surfix | m | 0 | 25 | 20% | 31.25 |  | 15% | 0 | 0 | 31.25 | 0
2.13.2 | 2.5 mm² 2C + E Surfix | m | 0 | 33 | 20% | 41.25 |  | 15% | 0 | 0 | 41.25 | 0
2.13.3 | 4 mm² 2C + E Surfix | m | 0 | 37 | 20% | 46.25 |  | 15% | 0 | 0 | 46.25 | 0
2.14 |  | B: CABLE TERMINATIONS (1, or 4 Core Cu PVC/SWA/PVC or Flexible)
Cable terminations complete with compatible glands, lugs and shrouds to suite cable type to SABS requirements & Specifications:
2.14.1 | 70 mm² 4-core | ea | 0 | 827.794 | 20% | 1034.7425 | 525 | 15% | 603.75 | 0 | 1638.4925 | 0
2.14.2 | 70 mm² 1-core | ea | 0 | 385 | 20% | 481.25 | 525 | 15% | 603.75 | 0 | 1085 | 0
2.14.3 | 50 mm² 4-core | ea | 0 | 550 | 20% | 687.5 | 525 | 15% | 603.75 | 0 | 1291.25 | 0
2.14.4 | 35 mm² 4-core | ea | 8 | 350 | 20% | 437.5 | 525 | 15% | 603.75 | 4830 | 1041.25 | 8330
2.14.5 | 25 mm² 4-core | ea | 0 |  |  | 0 | 525 | 15% | 603.75 | 0 | 603.75 | 0
2.14.6 | 16 mm² 4-core | ea | 0 | 350 | 20% | 437.5 | 525 | 15% | 603.75 | 0 | 1041.25 | 0
2.14.7 | 10 mm² 4-core | ea | 0 | 350 | 20% | 437.5 | 525 | 15% | 603.75 | 0 | 1041.25 | 0
2.14.8 | 35 mm² 1-core | ea | 0 |  |  | 0 | 525 | 15% | 603.75 | 0 | 603.75 | 0
2.14.9 | 25 mm² 1-core | ea | 0 | 250 | 20% | 312.5 | 525 | 15% | 603.75 | 0 | 916.25 | 0
2.14.10 | 16 mm² 1-core | ea | 6 | 500 | 20% | 625 | 525 | 15% | 603.75 | 3622.5 | 1228.75 | 7372.5
2.14.11 | 10 mm² 1-core | ea | 0 | 500 | 20% | 625 | 525 | 15% | 603.75 | 0 | 1228.75 | 0
2.15 |  | B: INSULATED COPPER EARTH WIRE
Black insulated stranded copper earth wire strapped to cable at 2000mm centres with PVC cable ties or approved method:
2.15.1 | 35 mm² | m | 0 | 4620 | 20% | 5775 | 315 | 15% | 362.25 | 0 | 6137.25 | 0
2.15.2 | 6 mm² | m | 145 | 30 | 20% | 37.5 | 15 | 15% | 17.25 | 2501.25 | 54.75 | 7938.75
2.16 |  | B: COMMUNICATIONS CABLE
2.16.1 | Supply, deliver, Install & terminate CAT 6 communications cable (including connectors) as per scope of work | m | 15 | 5 | 20% | 6.25 | 300 | 15% | 345 | 5175 | 351.25 | 5268.75
2.17 |  | B: TRENCHING & BACKFILLING
Trench depth to be 600mm deep
2.17.1 | Trenching & backfilling of cables in soft pickable soil as per scope of work. Including importing of backfill material as required. Including cable warning tape | Sum | 0 |  | 20% | 0 | 39200 | 15% | 45080 | 0 | 45080 | 0
2.17.2 | Trenching & backfilling of cables in hard rock as per scope of work. Including importing of backfill material as required. Including cable warning tape | Sum | 0 |  | 20% | 0 | 39200 | 15% | 45080 | 0 | 45080 | 0
2.17.3 | Supply & Install 50mm diameter PVC sleeves including bends and connectors | Sum | 0 | 3500 | 20% | 4375 | 750 | 15% | 862.5 | 0 | 5237.5 | 0
2.17.4 | Re-instatement of existing concrete surfaces | Sum | 0 | 13500 | 20% | 16875 | 5 | 15% | 5.75 | 0 | 16880.75 | 0
2.18 |  | B: Tree cutting & trimming
2.18.1 | Tree cutting & trimming as required | Sum | 0 | 0 | 20% | 0 | 7500 |  |  | 0 | 0 | 0
0
2.19 | Lighting Protection System | I: 0
2.19.1 | Design, Supply, Test & Install Lighting Protection System by Specialist | Sum | 1 | 25000 | 0% | 25000 | 0 |  |  | 0 | 25000 | 25000
2.2 | Earthing System | I: 0
2.20.1 | Design, Supply, Test & Install Earthing System by Specialist | Sum | 1 | 15000 | 0% | 15000 | 0 |  |  | 0 | 15000 | 15000
2.21 | Cerificate of Compliance | I: 0
2.21.1 | Issuing of CoC for new system as per SANS 10142-1 | Sum | 1 | 5000 | 0% | 5000 | 0 |  |  | 0 | 5000 | 5000
2.21.2 | Provisional Sum for rectification of existing defects in order to issue CoC | Sum | 1 | 50000 | 0% | 50000 | 0 |  |  | 0 | 50000 | 50000
2.22 | SUNDRY ITEMS | I: 0
0
2.22.1 | All items such as bolts, nuts, mounting screws, scruits midget, connector blocks, cable ties, cable/tray clamps etc. to provide a fully functional and compliant system | Sum | 1 | 15000 | 20% | 18750 | 1 |  |  | 1 | 18751 | 18751
| Carried to summary | I: 180079.5; K: 1347193.5986

## SECT 2- NW Block - 0 PV (hidden)
BILL OF QUANTITIES
#VALUE!
SECTION 2: SOLAR PV / BATTERY SYSTEM
|  | A | B | C | D | E | F | G | H | I | J | K
ITEM No. | DESCRIPTION | UNIT | QUANTITY | SUPPLY RATE (COST) | MARK UP % | SUPPLY RATE (MARKED UP) | Install Rate | MARK UP % | INSTALL RATE (Marked up) | LABOUR TOTAL | RATE (E+H) | TOTAL (BxJ)
2 |  | B: INVERTERS, SOLAR PV MODULES, BATTERIES, AC EQUIPMENT & CABLING
2.1 |  | B: Solar PV Panels
2.1.2 | NW block -Supply, Deliver, Install, Test & Commission 550W Canadian Solar Super High Power Mono PERC or Equivalent to Engineer's approval. Inclusive of earthing & bonding complete | ea | 1 | 1623.93 | 25% | 2165.24 | 350 | 15% | 402.5 | 402.5 | 2567.74 | 2567.74
2.2 |  | B: Inverters
2.2.2 | NW Block -Supply, Deliver, Install, Test & Commission 12kW 3P Sunsynk hybrid inverter | ea | 2 | 37623.76 | 20% | 47029.7 | 8000 | 15% | 9200 | 18400 | 56229.7 | 112459.4
2.3 |  | B: Automatic Transfer Switch (ATS)
2.3.2 | NW Block Supply, Deliver, Install, Test & Commission Changeover Switch | ea | 6 | 1021.3 | 20% | 1276.625 | 5700 | 15% | 6555 | 39330 | 7831.625 | 46989.75
2.3.3 | NW Block Supply, Deliver, Install, Test & Commission Elum SD Genset controller | No. | 1 | 70000 | 20% | 87500 | 5700 | 15% | 6555 | 6555 | 94055 | 94055
2.4 |  | B: Battery System
2.4.1 | NW Block -Supply, Deliver, Install, Test & Commission Lithium Batteries to provide backup. 80/64 LV | ea | 1 | 348297.95 | 20% | 435372.4375 | 8000 | 15% | 9200 | 9200 | 444572.4375 | 444572.4375
2.4.4
| Supply, Deliver, Install, Test & Commission Fuse Disconnectors with 250A fuses for Battery | ea | 8 | 2172.0165 | 20% | 2715.0206 | 250 | 15% | 287.5 | 2300 | 3002.5206 | 24020.165
2.5 |  | B: Mounting Structure, Clamps & Walkways
2.5.1 | Mounting Structures. Material to be aluminium and must include a 10 year warranty | ea | 1 | 650 | 20% | 812.5 | 4800 | 15% | 5520 | 5520 | 6332.5 | 6332.5
| Cable Support/Wireways etc. Material to be galvanized steel | Sum | 1 | 10000 | 20% | 12500 | 7500 | 15% | 8625 | 8625 | 21125 | 21125
2.6 |  | B: DC Cabling
2.6.1 | 4mmsq Solar PV DC cables from panels to DC combiner box. Red cable for positive (+) and Black cable for negative (-) to SANS10142-1. UV resistant to EN50618 & TUV certified. Including MC4 connectors complete | m | 0 | 17.0775 | 20% | 21.3469 | 39 | 15% | 44.85 | 0 | 66.1969 | 0
2.6.2 | 70mm2 Single core DC cable for Batteries | m | 16 | 207 | 20% | 258.75 | 65 | 15% | 74.75 | 1196 | 333.5 | 5336
2.6.3 | 50mm2 Single core DC cable for Batteries | m | 0 | 190 | 20% | 237.5 | 65 | 15% | 74.75 | 0 | 312.25 | 0
| 25mm2 Single core DC cable for Batteries | m | 0 | 110 | 20% | 137.5 | 65 | 15% | 74.75 | 0 | 212.25 | 0
2.7 |  | B: DC Combiner Box
2.7.1 | DC Combiner Box including the ffg components: 1000V rating, 1 X MPPT, 8 Inputs & 1 Output, 160A Isolator, Type 1 & 2 Surge Protection device, Inclusive of fuses. | ea | 0 | 16201.644 | 20% | 20252.055 | 500 | 15% | 575 | 0 | 20827.055 | 0
2.7.2 | DC Combiner Box including the ffg components: 1000V rating, 4 X MPPT, 8 Inputs & 8 Output, 160A Isolator, Type 1 & 2 Surge Protection device, Inclusive of fuses. | ea | 0 | 16201.644 | 20% | 20252.055 | 500 | 15% | 575 | 0 | 20827.055 | 0
2.8 |  | B: Circuit Breakers
2.8.1 | Supply, Deliver, Install new 400V, 200A, 6kA, 3P,adjustable MCCB | ea | 0 | 2500 | 20% | 3125 | 1400 | 15% | 1610 | 0 | 4735 | 0
2.8.2 | Supply, Deliver, Install new 400V, 150A, 6kA, 4P, adjustable MCCB | ea | 2 | 1800 | 20% | 2250 | 1400 | 15% | 1610 | 3220 | 3860 | 7720
2.8.3 | Supply, Deliver, Install new 400V, 80A, 6kA, 3P, MCB | ea | 8 | 800 | 20% | 1000 | 1400 | 15% | 1610 | 12880 | 2610 | 20880
2.8.4 | Supply, Deliver, Install new 400V, 80A, 4P N/O Contactor | ea | 1 | 660 | 20% | 825 | 1400 | 15% | 1610 | 1610 | 2435 | 2435
2.9 |  | B: Distribution Boards
2.9.1 | Supply, Deliver, Install new 8-way LV Distribution Board | ea | 0 | 2500 | 20% | 3125 | 250 | 15% | 287.5 | 0 | 3412.5 | 0
2.9.2 | Supply, Deliver, Install new 16-way LV Distribution Board | ea | 8 | 5729 | 20% | 7161.25 | 250 | 15% | 287.5 | 2300 | 7448.75 | 59590
2.9.3 | Supply, Deliver, Install Surge Arrestor Din 3 Pole+Neutral 20kA 1.3kV type 1 & 2 | ea | 1 | 5729 | 20% | 7161.25 | 250 | 15% | 287.5 | 287.5 | 7448.75 | 7448.75
2.9.4 | Supply, Deliver, Install new 300/5A, 10VA Current transformers as required to integrate the new system | ea | 3 | 350 | 20% | 437.5 | 250 | 15% | 287.5 | 862.5 | 725 | 2175
2.9.5 | Supply, Deliver, Install & Terminate 7C, 4mm control cable between CT's and Inverter | m | 20 | 35 | 20% | 43.75 | 195 | 15% | 224.25 | 4485 | 268 | 5360
2.9.6 | Disconnect & Remove existing equipment as per scope of works | Sum | 1 | 1 | 20% | 1.25 | 7500 | 15% | 8625 | 8625 | 8626.25 | 8626.25
2.1 |  | B: Steel Stand for Equipment
2.10.1 | Fabricate & Install galvanized steel stand for new Inverter. Dimensions: 1200 x 800 x 300mm (L X B X H) | No. | 3 | 10000 | 16% | 11904.7619 | 200 | 15% | 230 | 690 | 12134.7619 | 36404.2857
2.10.2 | Fabricate & Install galvanized steel stand for new ATS. Dimensions: 700 x 500 x 300mm (L X B X H) | No. | 0 | 7500 | 16% | 8928.5714 | 200 | 15% | 230 | 0 | 9158.5714 | 0
2.11 |  | B: AC CABLING
Supply, Deliver, Install & Test LV ECC CABLES (4 Core Cu PVC/SWA/PVC)
Laid in ground or Clamped to cable ladder or cable tray with K clamps at 1500mm spacing or to manufacturers recommendations. Type: Aberdare, Africa Cables or equal and approved by Engineer
2.11.1 | 70 mm² 4-core | m | 0 | 947.75 | 25% | 1263.6667 | 25 | 15% | 28.75 | 0 | 1292.4167 | 0
2.11.2 | 50 mm² 4-core | m | 0 | 686.12 | 25% | 914.8267 | 25 | 15% | 28.75 | 0 | 943.5767 | 0
2.11.3 | 35 mm² 4-core | m | 65 | 538.9 | 25% | 718.5333 | 25 | 15% | 28.75 | 1868.75 | 747.2833 | 48573.4167
2.11.4 | 25 mm² 4-core | m | 0 | 450 | 25% | 600 | 25 | 15% | 28.75 | 0 | 628.75 | 0
2.11.5 | 16 mm² 4-core | m | 60 | 380 | 25% | 506.6667 | 25 | 15% | 28.75 | 1725 | 535.4167 | 32125
2.11.6 | 10 mm² 4-core | m | 0 | 215 | 25% | 286.6667 | 25 | 15% | 28.75 | 0 | 315.4167 | 0
2.12 |  | B: GENERAL PURPOSE WIRE
2.12.1 | 35 mm² GPW | m | 8 | 109.45 | 20% | 136.8125 | 50 | 15% | 57.5 | 460 | 194.3125 | 1554.5
| 16 mm² GPW | m | 0 | 70.6 | 20% | 88.25 | 50 | 15% | 57.5 | 0 | 145.75 | 0
| 6 mm² GPW | m | 12 | 22.91 | 20% | 28.6375 | 50 | 15% | 57.5 | 690 | 86.1375 | 1033.65
2.13 |  | B: SURFIX
2.13.1 | 1.5 mm² 2C + E Surfix | m | 0 | 25 | 20% | 31.25 |  | 15% | 0 | 0 | 31.25 | 0
2.13.2 | 2.5 mm² 2C + E Surfix | m | 0 | 33 | 20% | 41.25 |  | 15% | 0 | 0 | 41.25 | 0
2.13.3 | 4 mm² 2C + E Surfix | m | 0 | 37 | 20% | 46.25 |  | 15% | 0 | 0 | 46.25 | 0
2.14 |  | B: CABLE TERMINATIONS (1, or 4 Core Cu PVC/SWA/PVC or Flexible)
Cable terminations complete with compatible glands, lugs and shrouds to suite cable type to SABS requirements & Specifications:
2.14.1 | 70 mm² 4-core | ea | 0 | 827.794 | 20% | 1034.7425 | 525 | 15% | 603.75 | 0 | 1638.4925 | 0
2.14.2 | 70 mm² 1-core | ea | 0 | 385 | 20% | 481.25 | 525 | 15% | 603.75 | 0 | 1085 | 0
2.14.3 | 50 mm² 4-core | ea | 0 | 550 | 20% | 687.5 | 525 | 15% | 603.75 | 0 | 1291.25 | 0
2.14.4 | 35 mm² 4-core | ea | 8 | 350 | 20% | 437.5 | 525 | 15% | 603.75 | 4830 | 1041.25 | 8330
2.14.5 | 25 mm² 4-core | ea | 0 |  |  | 0 | 525 | 15% | 603.75 | 0 | 603.75 | 0
2.14.6 | 16 mm² 4-core | ea | 0 | 350 | 20% | 437.5 | 525 | 15% | 603.75 | 0 | 1041.25 | 0
2.14.7 | 10 mm² 4-core | ea | 0 | 350 | 20% | 437.5 | 525 | 15% | 603.75 | 0 | 1041.25 | 0
2.14.8 | 35 mm² 1-core | ea | 0 |  |  | 0 | 525 | 15% | 603.75 | 0 | 603.75 | 0
2.14.9 | 25 mm² 1-core | ea | 0 | 250 | 20% | 312.5 | 525 | 15% | 603.75 | 0 | 916.25 | 0
2.14.10 | 16 mm² 1-core | ea | 6 | 500 | 20% | 625 | 525 | 15% | 603.75 | 3622.5 | 1228.75 | 7372.5
2.14.11 | 10 mm² 1-core | ea | 0 | 500 | 20% | 625 | 525 | 15% | 603.75 | 0 | 1228.75 | 0
2.15 |  | B: INSULATED COPPER EARTH WIRE
Black insulated stranded copper earth wire strapped to cable at 2000mm centres with PVC cable ties or approved method:
2.15.1 | 35 mm² | m | 0 | 4620 | 20% | 5775 | 315 | 15% | 362.25 | 0 | 6137.25 | 0
2.15.2 | 6 mm² | m | 145 | 30 | 20% | 37.5 | 15 | 15% | 17.25 | 2501.25 | 54.75 | 7938.75
2.16 |  | B: COMMUNICATIONS CABLE
2.16.1 | Supply, deliver, Install & terminate CAT 6 communications cable (including connectors) as per scope of work | m | 15 | 5 | 20% | 6.25 | 300 | 15% | 345 | 5175 | 351.25 | 5268.75
2.17 |  | B: TRENCHING & BACKFILLING
Trench depth to be 600mm deep
2.17.1 | Trenching & backfilling of cables in soft pickable soil as per scope of work. Including importing of backfill material as required. Including cable warning tape | Sum | 0 |  | 20% | 0 | 39200 | 15% | 45080 | 0 | 45080 | 0
2.17.2 | Trenching & backfilling of cables in hard rock as per scope of work. Including importing of backfill material as required. Including cable warning tape | Sum | 0 |  | 20% | 0 | 39200 | 15% | 45080 | 0 | 45080 | 0
2.17.3 | Supply & Install 50mm diameter PVC sleeves including bends and connectors | Sum | 0 | 3500 | 20% | 4375 | 750 | 15% | 862.5 | 0 | 5237.5 | 0
2.17.4 | Re-instatement of existing concrete surfaces | Sum | 0 | 13500 | 20% | 16875 | 5 | 15% | 5.75 | 0 | 16880.75 | 0
2.18 |  | B: Tree cutting & trimming
2.18.1 | Tree cutting & trimming as required | Sum | 0 | 0 | 20% | 0 | 7500 |  |  | 0 | 0 | 0
0
2.19 | Lighting Protection System | I: 0
2.19.1 | Design, Supply, Test & Install Lighting Protection System by Specialist | Sum | 1 | 25000 | 0% | 25000 | 0 |  |  | 0 | 25000 | 25000
2.2 | Earthing System | I: 0
2.20.1 | Design, Supply, Test & Install Earthing System by Specialist | Sum | 1 | 15000 | 0% | 15000 | 0 |  |  | 0 | 15000 | 15000
2.21 | Cerificate of Compliance | I: 0
2.21.1 | Issuing of CoC for new system as per SANS 10142-1 | Sum | 1 | 5000 | 0% | 5000 | 0 |  |  | 0 | 5000 | 5000
2.21.2 | Provisional Sum for rectification of existing defects in order to issue CoC | Sum | 1 | 50000 | 0% | 50000 | 0 |  |  | 0 | 50000 | 50000
2.22 | SUNDRY ITEMS | I: 0
0
2.22.1 | All items such as bolts, nuts, mounting screws, scruits midget, connector blocks, cable ties, cable/tray clamps etc. to provide a fully functional and compliant system | Sum | 1 | 15000 | 20% | 18750 | 1 |  |  | 1 | 18751 | 18751
| Carried to summary | I: 147362; K: 1134044.8449

## SECT 2- NW Block - 0PV&2.5hr (hidden)
BILL OF QUANTITIES
#VALUE!
SECTION 2: SOLAR PV / BATTERY SYSTEM
|  | A | B | C | D | E | F | G | H | I | J | K
ITEM No. | DESCRIPTION | UNIT | QUANTITY | SUPPLY RATE (COST) | MARK UP % | SUPPLY RATE (MARKED UP) | Install Rate | MARK UP % | INSTALL RATE (Marked up) | LABOUR TOTAL | RATE (E+H) | TOTAL (BxJ)
2 |  | B: INVERTERS, SOLAR PV MODULES, BATTERIES, AC EQUIPMENT & CABLING
2.1 |  | B: Solar PV Panels
2.1.2 | NW block -Supply, Deliver, Install, Test & Commission 550W Canadian Solar Super High Power Mono PERC or Equivalent to Engineer's approval. Inclusive of earthing & bonding complete | ea | 0 | 1623.93 | 25% | 2165.24 | 350 | 15% | 402.5 | 0 | 2567.74 | 0
2.2 |  | B: Inverters
2.2.2 | NW Block -Supply, Deliver, Install, Test & Commission 12kW 3P Sunsynk hybrid inverter | ea | 2 | 37623.76 | 20% | 47029.7 | 8000 | 15% | 9200 | 18400 | 56229.7 | 112459.4
2.3 |  | B: Automatic Transfer Switch (ATS)
2.3.2 | NW Block Supply, Deliver, Install, Test & Commission Changeover Switch | ea | 6 | 1021.3 | 20% | 1276.625 | 5700 | 15% | 6555 | 39330 | 7831.625 | 46989.75
2.3.3 | NW Block Supply, Deliver, Install, Test & Commission Elum SD Genset controller | No. | 1 | 70000 | 20% | 87500 | 5700 | 15% | 6555 | 6555 | 94055 | 94055
2.4 |  | B: Battery System
2.4.1 | NW Block -Supply, Deliver, Install, Test & Commission Lithium Batteries to provide backup. 30/24 LV | ea | 2 | 150611.268 | 20% | 188264.085 | 8000 | 15% | 9200 | 18400 | 197464.085 | 394928.17
2.4.4
| Supply, Deliver, Install, Test & Commission Fuse Disconnectors with 250A fuses for Battery | ea | 2 | 2172.0165 | 20% | 2715.0206 | 250 | 15% | 287.5 | 575 | 3002.5206 | 6005.0412
2.5 |  | B: Mounting Structure, Clamps & Walkways
2.5.1 | Mounting Structures. Material to be aluminium and must include a 10 year warranty | ea | 1 | 650 | 20% | 812.5 | 4800 | 15% | 5520 | 5520 | 6332.5 | 6332.5
| Cable Support/Wireways etc. Material to be galvanized steel | Sum | 1 | 10000 | 20% | 12500 | 7500 | 15% | 8625 | 8625 | 21125 | 21125
2.6 |  | B: DC Cabling
2.6.1 | 4mmsq Solar PV DC cables from panels to DC combiner box. Red cable for positive (+) and Black cable for negative (-) to SANS10142-1. UV resistant to EN50618 & TUV certified. Including MC4 connectors complete | m | 0 | 17.0775 | 20% | 21.3469 | 39 | 15% | 44.85 | 0 | 66.1969 | 0
2.6.2 | 70mm2 Single core DC cable for Batteries | m | 16 | 207 | 20% | 258.75 | 65 | 15% | 74.75 | 1196 | 333.5 | 5336
2.6.3 | 50mm2 Single core DC cable for Batteries | m | 0 | 190 | 20% | 237.5 | 65 | 15% | 74.75 | 0 | 312.25 | 0
| 25mm2 Single core DC cable for Batteries | m | 0 | 110 | 20% | 137.5 | 65 | 15% | 74.75 | 0 | 212.25 | 0
2.7 |  | B: DC Combiner Box
2.7.1 | DC Combiner Box including the ffg components: 1000V rating, 1 X MPPT, 8 Inputs & 1 Output, 160A Isolator, Type 1 & 2 Surge Protection device, Inclusive of fuses. | ea | 0 | 16201.644 | 20% | 20252.055 | 500 | 15% | 575 | 0 | 20827.055 | 0
2.7.2 | DC Combiner Box including the ffg components: 1000V rating, 4 X MPPT, 8 Inputs & 8 Output, 160A Isolator, Type 1 & 2 Surge Protection device, Inclusive of fuses. | ea | 0 | 16201.644 | 20% | 20252.055 | 500 | 15% | 575 | 0 | 20827.055 | 0
2.8 |  | B: Circuit Breakers
2.8.1 | Supply, Deliver, Install new 400V, 200A, 6kA, 3P,adjustable MCCB | ea | 0 | 2500 | 20% | 3125 | 1400 | 15% | 1610 | 0 | 4735 | 0
2.8.2 | Supply, Deliver, Install new 400V, 150A, 6kA, 4P, adjustable MCCB | ea | 2 | 1800 | 20% | 2250 | 1400 | 15% | 1610 | 3220 | 3860 | 7720
2.8.3 | Supply, Deliver, Install new 400V, 80A, 6kA, 3P, MCB | ea | 8 | 800 | 20% | 1000 | 1400 | 15% | 1610 | 12880 | 2610 | 20880
2.8.4 | Supply, Deliver, Install new 400V, 80A, 4P N/O Contactor | ea | 1 | 660 | 20% | 825 | 1400 | 15% | 1610 | 1610 | 2435 | 2435
2.9 |  | B: Distribution Boards
2.9.1 | Supply, Deliver, Install new 8-way LV Distribution Board | ea | 0 | 2500 | 20% | 3125 | 250 | 15% | 287.5 | 0 | 3412.5 | 0
2.9.2 | Supply, Deliver, Install new 16-way LV Distribution Board | ea | 8 | 5729 | 20% | 7161.25 | 250 | 15% | 287.5 | 2300 | 7448.75 | 59590
2.9.3 | Supply, Deliver, Install Surge Arrestor Din 3 Pole+Neutral 20kA 1.3kV type 1 & 2 | ea | 1 | 5729 | 20% | 7161.25 | 250 | 15% | 287.5 | 287.5 | 7448.75 | 7448.75
2.9.4 | Supply, Deliver, Install new 300/5A, 10VA Current transformers as required to integrate the new system | ea | 3 | 350 | 20% | 437.5 | 250 | 15% | 287.5 | 862.5 | 725 | 2175
2.9.5 | Supply, Deliver, Install & Terminate 7C, 4mm control cable between CT's and Inverter | m | 20 | 35 | 20% | 43.75 | 195 | 15% | 224.25 | 4485 | 268 | 5360
2.9.6 | Disconnect & Remove existing equipment as per scope of works | Sum | 1 | 1 | 20% | 1.25 | 7500 | 15% | 8625 | 8625 | 8626.25 | 8626.25
2.1 |  | B: Steel Stand for Equipment
2.10.1 | Fabricate & Install galvanized steel stand for new Inverter. Dimensions: 1200 x 800 x 300mm (L X B X H) | No. | 3 | 10000 | 16% | 11904.7619 | 200 | 15% | 230 | 690 | 12134.7619 | 36404.2857
2.10.2 | Fabricate & Install galvanized steel stand for new ATS. Dimensions: 700 x 500 x 300mm (L X B X H) | No. | 0 | 7500 | 16% | 8928.5714 | 200 | 15% | 230 | 0 | 9158.5714 | 0
2.11 |  | B: AC CABLING
Supply, Deliver, Install & Test LV ECC CABLES (4 Core Cu PVC/SWA/PVC)
Laid in ground or Clamped to cable ladder or cable tray with K clamps at 1500mm spacing or to manufacturers recommendations. Type: Aberdare, Africa Cables or equal and approved by Engineer
2.11.1 | 70 mm² 4-core | m | 0 | 947.75 | 25% | 1263.6667 | 25 | 15% | 28.75 | 0 | 1292.4167 | 0
2.11.2 | 50 mm² 4-core | m | 0 | 686.12 | 25% | 914.8267 | 25 | 15% | 28.75 | 0 | 943.5767 | 0
2.11.3 | 35 mm² 4-core | m | 65 | 538.9 | 25% | 718.5333 | 25 | 15% | 28.75 | 1868.75 | 747.2833 | 48573.4167
2.11.4 | 25 mm² 4-core | m | 0 | 450 | 25% | 600 | 25 | 15% | 28.75 | 0 | 628.75 | 0
2.11.5 | 16 mm² 4-core | m | 60 | 380 | 25% | 506.6667 | 25 | 15% | 28.75 | 1725 | 535.4167 | 32125
2.11.6 | 10 mm² 4-core | m | 0 | 215 | 25% | 286.6667 | 25 | 15% | 28.75 | 0 | 315.4167 | 0
2.12 |  | B: GENERAL PURPOSE WIRE
2.12.1 | 35 mm² GPW | m | 8 | 109.45 | 20% | 136.8125 | 50 | 15% | 57.5 | 460 | 194.3125 | 1554.5
| 16 mm² GPW | m | 0 | 70.6 | 20% | 88.25 | 50 | 15% | 57.5 | 0 | 145.75 | 0
| 6 mm² GPW | m | 12 | 22.91 | 20% | 28.6375 | 50 | 15% | 57.5 | 690 | 86.1375 | 1033.65
2.13 |  | B: SURFIX
2.13.1 | 1.5 mm² 2C + E Surfix | m | 0 | 25 | 20% | 31.25 |  | 15% | 0 | 0 | 31.25 | 0
2.13.2 | 2.5 mm² 2C + E Surfix | m | 0 | 33 | 20% | 41.25 |  | 15% | 0 | 0 | 41.25 | 0
2.13.3 | 4 mm² 2C + E Surfix | m | 0 | 37 | 20% | 46.25 |  | 15% | 0 | 0 | 46.25 | 0
2.14 |  | B: CABLE TERMINATIONS (1, or 4 Core Cu PVC/SWA/PVC or Flexible)
Cable terminations complete with compatible glands, lugs and shrouds to suite cable type to SABS requirements & Specifications:
2.14.1 | 70 mm² 4-core | ea | 0 | 827.794 | 20% | 1034.7425 | 525 | 15% | 603.75 | 0 | 1638.4925 | 0
2.14.2 | 70 mm² 1-core | ea | 0 | 385 | 20% | 481.25 | 525 | 15% | 603.75 | 0 | 1085 | 0
2.14.3 | 50 mm² 4-core | ea | 0 | 550 | 20% | 687.5 | 525 | 15% | 603.75 | 0 | 1291.25 | 0
2.14.4 | 35 mm² 4-core | ea | 8 | 350 | 20% | 437.5 | 525 | 15% | 603.75 | 4830 | 1041.25 | 8330
2.14.5 | 25 mm² 4-core | ea | 0 |  |  | 0 | 525 | 15% | 603.75 | 0 | 603.75 | 0
2.14.6 | 16 mm² 4-core | ea | 0 | 350 | 20% | 437.5 | 525 | 15% | 603.75 | 0 | 1041.25 | 0
2.14.7 | 10 mm² 4-core | ea | 0 | 350 | 20% | 437.5 | 525 | 15% | 603.75 | 0 | 1041.25 | 0
2.14.8 | 35 mm² 1-core | ea | 0 |  |  | 0 | 525 | 15% | 603.75 | 0 | 603.75 | 0
2.14.9 | 25 mm² 1-core | ea | 0 | 250 | 20% | 312.5 | 525 | 15% | 603.75 | 0 | 916.25 | 0
2.14.10 | 16 mm² 1-core | ea | 6 | 500 | 20% | 625 | 525 | 15% | 603.75 | 3622.5 | 1228.75 | 7372.5
2.14.11 | 10 mm² 1-core | ea | 0 | 500 | 20% | 625 | 525 | 15% | 603.75 | 0 | 1228.75 | 0
2.15 |  | B: INSULATED COPPER EARTH WIRE
Black insulated stranded copper earth wire strapped to cable at 2000mm centres with PVC cable ties or approved method:
2.15.1 | 35 mm² | m | 0 | 4620 | 20% | 5775 | 315 | 15% | 362.25 | 0 | 6137.25 | 0
2.15.2 | 6 mm² | m | 145 | 30 | 20% | 37.5 | 15 | 15% | 17.25 | 2501.25 | 54.75 | 7938.75
2.16 |  | B: COMMUNICATIONS CABLE
2.16.1 | Supply, deliver, Install & terminate CAT 6 communications cable (including connectors) as per scope of work | m | 15 | 5 | 20% | 6.25 | 300 | 15% | 345 | 5175 | 351.25 | 5268.75
2.17 |  | B: TRENCHING & BACKFILLING
Trench depth to be 600mm deep
2.17.1 | Trenching & backfilling of cables in soft pickable soil as per scope of work. Including importing of backfill material as required. Including cable warning tape | Sum | 0 |  | 20% | 0 | 39200 | 15% | 45080 | 0 | 45080 | 0
2.17.2 | Trenching & backfilling of cables in hard rock as per scope of work. Including importing of backfill material as required. Including cable warning tape | Sum | 0 |  | 20% | 0 | 39200 | 15% | 45080 | 0 | 45080 | 0
2.17.3 | Supply & Install 50mm diameter PVC sleeves including bends and connectors | Sum | 0 | 3500 | 20% | 4375 | 750 | 15% | 862.5 | 0 | 5237.5 | 0
2.17.4 | Re-instatement of existing concrete surfaces | Sum | 0 | 13500 | 20% | 16875 | 5 | 15% | 5.75 | 0 | 16880.75 | 0
2.18 |  | B: Tree cutting & trimming
2.18.1 | Tree cutting & trimming as required | Sum | 0 | 0 | 20% | 0 | 7500 |  |  | 0 | 0 | 0
0
2.19 | Lighting Protection System | I: 0
2.19.1 | Design, Supply, Test & Install Lighting Protection System by Specialist | Sum | 1 | 25000 | 0% | 25000 | 0 |  |  | 0 | 25000 | 25000
2.2 | Earthing System | I: 0
2.20.1 | Design, Supply, Test & Install Earthing System by Specialist | Sum | 1 | 15000 | 0% | 15000 | 0 |  |  | 0 | 15000 | 15000
2.21 | Cerificate of Compliance | I: 0
2.21.1 | Issuing of CoC for new system as per SANS 10142-1 | Sum | 1 | 5000 | 0% | 5000 | 0 |  |  | 0 | 5000 | 5000
2.21.2 | Provisional Sum for rectification of existing defects in order to issue CoC | Sum | 1 | 50000 | 0% | 50000 | 0 |  |  | 0 | 50000 | 50000
2.22 | SUNDRY ITEMS | I: 0
0
2.22.1 | All items such as bolts, nuts, mounting screws, scruits midget, connector blocks, cable ties, cable/tray clamps etc. to provide a fully functional and compliant system | Sum | 1 | 15000 | 20% | 18750 | 1 |  |  | 1 | 18751 | 18751
| Carried to summary | I: 154434.5; K: 1063817.7136 | 1223390.3707

## SECT 2- D Block (hidden)
BILL OF QUANTITIES
#VALUE!
SECTION 2: SOLAR PV / BATTERY SYSTEM
|  | A | B | C | D | E | F | G | H | I | J | K
ITEM No. | DESCRIPTION | UNIT | QUANTITY | SUPPLY RATE (COST) | MARK UP % | SUPPLY RATE (MARKED UP) | Install Rate | MARK UP % | INSTALL RATE (Marked up) | LABOUR TOTAL | RATE (E+H) | TOTAL (BxJ)
2 |  | B: INVERTERS, SOLAR PV MODULES, BATTERIES, AC EQUIPMENT & CABLING
2.1 |  | B: Solar PV Panels
2.1.2 | D block -Supply, Deliver, Install, Test & Commission 550W Canadian Solar Super High Power Mono PERC or Equivalent to Engineer's approval. Inclusive of earthing & bonding complete | ea | 66 | 1623.93 | 25% | 2165.24 | 350 | 15% | 402.5 | 26565 | 2567.74 | 169470.84
2.2 |  | B: Inverters
2.2.2 | D Block -Supply, Deliver, Install, Test & Commission 15kW 3P BME hybrid inverter | ea | 2 | 42053.6 | 20% | 52567 | 8000 | 15% | 9200 | 18400 | 61767 | 123534
2.3 |  | B: Automatic Transfer Switch (ATS)
2.3.2 | D Block Supply, Deliver, Install, Test & Commission Changeover Switch | ea | 1 | 20000 | 20% | 25000 | 5700 | 15% | 6555 | 6555 | 31555 | 31555
2.3.3 | D Block Supply, Deliver, Install, Test & Commission Elum SD Genset controller | No. | 1 | 70000 | 20% | 87500 | 5700 | 15% | 6555 | 6555 | 94055 | 94055
2.4 |  | B: Battery System
2.4.1 | D Block -Supply, Deliver, Install, Test & Commission Lithium Batteries to provide backup. 60/48 | ea | 2 | 248274.72 | 20% | 310343.4 | 8000 | 15% | 9200 | 18400 | 319543.4 | 639086.8
2.4.4
| Supply, Deliver, Install, Test & Commission Fuse Disconnectors with 250A fuses for Battery | No. | 8 | 2172.0165 | 20% | 2715.0206 | 250 | 15% | 287.5 | 2300 | 3002.5206 | 24020.165
2.5 |  | B: Mounting Structure, Clamps & Walkways
2.5.1 | Mounting Structures. Material to be aluminium and must include a 10 year warranty | ea | 66 | 650 | 20% | 812.5 | 72.7273 | 15% | 83.6364 | 5520 | 896.1364 | 59145
| Cable Support/Wireways etc. Material to be galvanized steel | Sum | 1 | 10000 | 20% | 12500 | 7500 | 15% | 8625 | 8625 | 21125 | 21125
2.6 |  | B: DC Cabling
2.6.1 | 4mmsq Solar PV DC cables from panels to DC combiner box. Red cable for positive (+) and Black cable for negative (-) to SANS10142-1. UV resistant to EN50618 & TUV certified. Including MC4 connectors complete | m | 250 | 17.0775 | 20% | 21.3469 | 39 | 15% | 44.85 | 11212.5 | 66.1969 | 16549.2187
2.6.2 | 70mm2 Single core DC cable for Batteries | m | 8 | 207 | 20% | 258.75 | 65 | 15% | 74.75 | 598 | 333.5 | 2668
2.6.3 | 50mm2 Single core DC cable for Batteries | m | 0 | 190 | 20% | 237.5 | 65 | 15% | 74.75 | 0 | 312.25 | 0
| 25mm2 Single core DC cable for Batteries | m | 0 | 110 | 20% | 137.5 | 65 | 15% | 74.75 | 0 | 212.25 | 0
2.7 |  | B: DC Combiner Box
2.7.1 | DC Combiner Box including the ffg components: 1000V rating, 1 X MPPT, 8 Inputs & 1 Output, 160A Isolator, Type 1 & 2 Surge Protection device, Inclusive of fuses. | ea | 1 | 16201.644 | 20% | 20252.055 | 500 | 15% | 575 | 575 | 20827.055 | 20827.055
2.7.2 | DC Combiner Box including the ffg components: 1000V rating, 4 X MPPT, 8 Inputs & 8 Output, 160A Isolator, Type 1 & 2 Surge Protection device, Inclusive of fuses. | ea | 0 | 16201.644 | 20% | 20252.055 | 500 | 15% | 575 | 0 | 20827.055 | 0
2.8 |  | B: Circuit Breakers
2.8.1 | Supply, Deliver, Install new 400V, 200A, 6kA, 3P,adjustable MCCB | ea | 2 | 2500 | 20% | 3125 | 1400 | 15% | 1610 | 3220 | 4735 | 9470
2.8.2 | Supply, Deliver, Install new 400V, 150A, 6kA, 4P, adjustable MCCB | ea | 0 | 1800 | 20% | 2250 | 1400 | 15% | 1610 | 0 | 3860 | 0
2.8.3 | Supply, Deliver, Install new 400V, 80A, 6kA, 3P, MCB | ea | 2 | 660 | 20% | 825 | 1400 | 15% | 1610 | 3220 | 2435 | 4870
2.8.4 | Supply, Deliver, Install new 400V, 80A, 4P N/O Contactor | ea | 1 | 660 | 20% | 825 | 1400 | 15% | 1610 | 1610 | 2435 | 2435
2.9 |  | B: Distribution Boards
2.9.1 | Supply, Deliver, Install new 8-way LV Distribution Board | ea | 0 | 2500 | 20% | 3125 | 250 | 15% | 287.5 | 0 | 3412.5 | 0
2.9.2 | Supply, Deliver, Install new 16-way LV Distribution Board | ea | 2 | 5729 | 20% | 7161.25 | 250 | 15% | 287.5 | 575 | 7448.75 | 14897.5
2.9.3 | Supply, Deliver, Install Surge Arrestor Din 3 Pole+Neutral 20kA 1.3kV type 1 & 2 | ea | 1 | 5729 | 20% | 7161.25 | 250 | 15% | 287.5 | 287.5 | 7448.75 | 7448.75
2.9.4 | Supply, Deliver, Install new 300/5A, 10VA Current transformers as required to integrate the new system | ea | 3 | 350 | 20% | 437.5 | 250 | 15% | 287.5 | 862.5 | 725 | 2175
2.9.5 | Supply, Deliver, Install & Terminate 7C, 4mm control cable between CT's and Inverter | m | 20 | 35 | 20% | 43.75 | 195 | 15% | 224.25 | 4485 | 268 | 5360
2.9.6 | Disconnect & Remove existing equipment as per scope of works | Sum | 1 | 1 | 20% | 1.25 | 7500 | 15% | 8625 | 8625 | 8626.25 | 8626.25
2.1 |  | B: Steel Stand for Equipment
2.10.1 | Fabricate & Install galvanized steel stand for new Inverter. Dimensions: 1200 x 800 x 300mm (L X B X H) | ea | 2 | 10000 | 16% | 11904.7619 | 200 | 15% | 230 | 460 | 12134.7619 | 24269.5238
2.10.2 | Fabricate & Install galvanized steel stand for new ATS. Dimensions: 700 x 500 x 300mm (L X B X H) | ea | 0 | 7500 | 16% | 8928.5714 | 200 | 15% | 230 | 0 | 9158.5714 | 0
2.11 |  | B: AC CABLING
Supply, Deliver, Install & Test LV ECC CABLES (4 Core Cu PVC/SWA/PVC)
Laid in ground or Clamped to cable ladder or cable tray with K clamps at 1500mm spacing or to manufacturers recommendations. Type: Aberdare, Africa Cables or equal and approved by Engineer
2.11.1 | 70 mm² 4-core | m | 0 | 947.75 | 25% | 1263.6667 | 25 | 15% | 28.75 | 0 | 1292.4167 | 0
2.11.2 | 50 mm² 4-core | m | 4 | 686.12 | 25% | 914.8267 | 25 | 15% | 28.75 | 115 | 943.5767 | 3774.3067
2.11.3 | 35 mm² 4-core | m | 0 | 538.9 | 25% | 718.5333 | 25 | 15% | 28.75 | 0 | 747.2833 | 0
2.11.4 | 25 mm² 4-core | m | 0 | 450 | 25% | 600 | 25 | 15% | 28.75 | 0 | 628.75 | 0
2.11.5 | 16 mm² 4-core | m | 6 | 380 | 25% | 506.6667 | 25 | 15% | 28.75 | 172.5 | 535.4167 | 3212.5
2.11.6 | 10 mm² 4-core | m | 0 | 215 | 25% | 286.6667 | 25 | 15% | 28.75 | 0 | 315.4167 | 0
2.12 |  | B: GENERAL PURPOSE WIRE
2.12.1 | 35 mm² GPW | m | 0 | 109.45 | 20% | 136.8125 | 50 | 15% | 57.5 | 0 | 194.3125 | 0
| 16 mm² GPW | m | 0 | 70.6 | 20% | 88.25 | 50 | 15% | 57.5 | 0 | 145.75 | 0
| 6 mm² GPW | m | 20 | 22.91 | 20% | 28.6375 | 50 | 15% | 57.5 | 1150 | 86.1375 | 1722.75
2.13 |  | B: SURFIX
2.13.1 | 1.5 mm² 2C + E Surfix | m | 0 | 25 | 20% | 31.25 |  | 15% | 0 | 0 | 31.25 | 0
2.13.2 | 2.5 mm² 2C + E Surfix | m | 0 | 33 | 20% | 41.25 |  | 15% | 0 | 0 | 41.25 | 0
2.13.3 | 4 mm² 2C + E Surfix | m | 0 | 37 | 20% | 46.25 |  | 15% | 0 | 0 | 46.25 | 0
2.14 |  | B: CABLE TERMINATIONS (1, or 4 Core Cu PVC/SWA/PVC or Flexible)
Cable terminations complete with compatible glands, lugs and shrouds to suite cable type to SABS requirements & Specifications:
2.14.1 | 70 mm² 4-core | ea | 0 | 827.794 | 20% | 1034.7425 | 525 | 15% | 603.75 | 0 | 1638.4925 | 0
2.14.2 | 70 mm² 1-core | ea | 0 | 385 | 20% | 481.25 | 525 | 15% | 603.75 | 0 | 1085 | 0
2.14.3 | 50 mm² 4-core | ea | 4 | 550 | 20% | 687.5 | 525 | 15% | 603.75 | 2415 | 1291.25 | 5165
2.14.4 | 35 mm² 4-core | ea | 0 | 350 | 20% | 437.5 | 525 | 15% | 603.75 | 0 | 1041.25 | 0
2.14.5 | 25 mm² 4-core | ea | 0 |  |  | 0 | 525 | 15% | 603.75 | 0 | 603.75 | 0
2.14.6 | 16 mm² 4-core | ea | 0 | 350 | 20% | 437.5 | 525 | 15% | 603.75 | 0 | 1041.25 | 0
2.14.7 | 10 mm² 4-core | ea | 0 | 350 | 20% | 437.5 | 525 | 15% | 603.75 | 0 | 1041.25 | 0
2.14.8 | 35 mm² 1-core | ea | 0 |  | 20% | 0 | 525 | 15% | 603.75 | 0 | 603.75 | 0
2.14.9 | 25 mm² 1-core | ea | 0 | 250 | 20% | 312.5 | 525 | 15% | 603.75 | 0 | 916.25 | 0
2.14.10 | 16 mm² 1-core | ea | 4 | 500 | 20% | 625 | 525 | 15% | 603.75 | 2415 | 1228.75 | 4915
2.14.11 | 10 mm² 1-core | ea | 0 | 500 | 20% | 625 | 525 | 15% | 603.75 | 0 | 1228.75 | 0
2.15 |  | B: INSULATED COPPER EARTH WIRE
Black insulated stranded copper earth wire strapped to cable at 2000mm centres with PVC cable ties or approved method:
2.15.1 | 35 mm² | m | 0 | 4620 | 20% | 5775 | 315 | 15% | 362.25 | 0 | 6137.25 | 0
2.15.2 | 6 mm² | m | 15 | 30 | 20% | 37.5 | 15 | 15% | 17.25 | 258.75 | 54.75 | 821.25
2.16 |  | B: COMMUNICATIONS CABLE
2.16.1 | Supply, deliver, Install & terminate CAT 6 communications cable (including connectors) as per scope of work | m | 10 | 5 | 20% | 6.25 | 300 | 15% | 345 | 3450 | 351.25 | 3512.5
2.17 |  | B: TRENCHING & BACKFILLING
Trench depth to be 600mm deep
2.17.1 | Trenching & backfilling of cables in soft pickable soil as per scope of work. Including importing of backfill material as required. Including cable warning tape | Sum | 0 |  | 20% | 0 | 39200 | 15% | 45080 | 0 | 45080 | 0
2.17.2 | Trenching & backfilling of cables in hard rock as per scope of work. Including importing of backfill material as required. Including cable warning tape | Sum | 0 |  | 20% | 0 | 39200 | 15% | 45080 | 0 | 45080 | 0
2.17.3 | Supply & Install 50mm diameter PVC sleeves including bends and connectors | Sum | 0 | 3500 | 20% | 4375 | 750 | 15% | 862.5 | 0 | 5237.5 | 0
2.17.4 | Re-instatement of existing concrete surfaces | Sum | 0 | 13500 | 20% | 16875 | 5 | 15% | 5.75 | 0 | 16880.75 | 0
2.18 |  | B: Tree cutting & trimming
2.18.1 | Tree cutting & trimming as required | Sum | 1 | 0 | 20% | 0 | 7500 |  |  | 7500 | 0 | 0
0
2.19 | Lighting Protection System | I: 0
2.19.1 | Design, Supply, Test & Install Lighting Protection System by Specialist | Sum | 1 | 25000 | 0% | 25000 | 0 |  |  | 0 | 25000 | 25000
2.2 | Earthing System | I: 0
2.20.1 | Design, Supply, Test & Install Earthing System by Specialist | Sum | 1 | 15000 | 0% | 15000 | 0 |  |  | 0 | 15000 | 15000
2.21 | Cerificate of Compliance | I: 0
2.21.1 | Issuing of CoC for new system as per SANS 10142-1 | Sum | 1 | 5000 | 0% | 5000 | 0 |  |  | 0 | 5000 | 5000
2.21.2 | Provisional Sum for rectification of existing defects in order to issue CoC | Sum | 1 | 50000 | 0% | 50000 | 0 |  |  | 0 | 50000 | 50000
2.22 | SUNDRY ITEMS | I: 0
0
2.22.1 | All items such as bolts, nuts, mounting screws, scruits midget, connector blocks, cable ties, cable/tray clamps etc. to provide a fully functional and compliant system | Sum | 1 | 15000 | 20% | 18750 | 1 |  |  | 1 | 18751 | 18751
| Carried to summary | I: 146127.75; K: 1418462.4092

## SECT 2- D Block -0 PV (hidden)
BILL OF QUANTITIES
#VALUE!
SECTION 2: SOLAR PV / BATTERY SYSTEM
|  | A | B | C | D | E | F | G | H | I | J | K
ITEM No. | DESCRIPTION | UNIT | QUANTITY | SUPPLY RATE (COST) | MARK UP % | SUPPLY RATE (MARKED UP) | Install Rate | MARK UP % | INSTALL RATE (Marked up) | LABOUR TOTAL | RATE (E+H) | TOTAL (BxJ)
2 |  | B: INVERTERS, SOLAR PV MODULES, BATTERIES, AC EQUIPMENT & CABLING
2.1 |  | B: Solar PV Panels
2.1.2 | D block -Supply, Deliver, Install, Test & Commission 550W Canadian Solar Super High Power Mono PERC or Equivalent to Engineer's approval. Inclusive of earthing & bonding complete | ea | 1 | 1623.93 | 25% | 2165.24 | 350 | 15% | 402.5 | 402.5 | 2567.74 | 2567.74
2.2 |  | B: Inverters
2.2.2 | D Block -Supply, Deliver, Install, Test & Commission 15kW 3P BME hybrid inverter | ea | 2 | 42053.6 | 20% | 52567 | 8000 | 15% | 9200 | 18400 | 61767 | 123534
2.3 |  | B: Automatic Transfer Switch (ATS)
2.3.2 | D Block Supply, Deliver, Install, Test & Commission Changeover Switch | ea | 1 | 20000 | 20% | 25000 | 5700 | 15% | 6555 | 6555 | 31555 | 31555
2.3.3 | D Block Supply, Deliver, Install, Test & Commission Elum SD Genset controller | No. | 1 | 70000 | 20% | 87500 | 5700 | 15% | 6555 | 6555 | 94055 | 94055
2.4 |  | B: Battery System
2.4.1 | D Block -Supply, Deliver, Install, Test & Commission Lithium Batteries to provide backup. 60/48 | ea | 2 | 248274.72 | 20% | 310343.4 | 8000 | 15% | 9200 | 18400 | 319543.4 | 639086.8
2.4.4
| Supply, Deliver, Install, Test & Commission Fuse Disconnectors with 250A fuses for Battery | No. | 8 | 2172.0165 | 20% | 2715.0206 | 250 | 15% | 287.5 | 2300 | 3002.5206 | 24020.165
2.5 |  | B: Mounting Structure, Clamps & Walkways
2.5.1 | Mounting Structures. Material to be aluminium and must include a 10 year warranty | ea | 1 | 650 | 20% | 812.5 | 4800 | 15% | 5520 | 5520 | 6332.5 | 6332.5
| Cable Support/Wireways etc. Material to be galvanized steel | Sum | 1 | 10000 | 20% | 12500 | 7500 | 15% | 8625 | 8625 | 21125 | 21125
2.6 |  | B: DC Cabling
2.6.1 | 4mmsq Solar PV DC cables from panels to DC combiner box. Red cable for positive (+) and Black cable for negative (-) to SANS10142-1. UV resistant to EN50618 & TUV certified. Including MC4 connectors complete | m | 0 | 17.0775 | 20% | 21.3469 | 39 | 15% | 44.85 | 0 | 66.1969 | 0
2.6.2 | 70mm2 Single core DC cable for Batteries | m | 8 | 207 | 20% | 258.75 | 65 | 15% | 74.75 | 598 | 333.5 | 2668
2.6.3 | 50mm2 Single core DC cable for Batteries | m | 0 | 190 | 20% | 237.5 | 65 | 15% | 74.75 | 0 | 312.25 | 0
| 25mm2 Single core DC cable for Batteries | m | 0 | 110 | 20% | 137.5 | 65 | 15% | 74.75 | 0 | 212.25 | 0
2.7 |  | B: DC Combiner Box
2.7.1 | DC Combiner Box including the ffg components: 1000V rating, 1 X MPPT, 8 Inputs & 1 Output, 160A Isolator, Type 1 & 2 Surge Protection device, Inclusive of fuses. | ea | 0 | 16201.644 | 20% | 20252.055 | 500 | 15% | 575 | 0 | 20827.055 | 0
2.7.2 | DC Combiner Box including the ffg components: 1000V rating, 4 X MPPT, 8 Inputs & 8 Output, 160A Isolator, Type 1 & 2 Surge Protection device, Inclusive of fuses. | ea | 0 | 16201.644 | 20% | 20252.055 | 500 | 15% | 575 | 0 | 20827.055 | 0
2.8 |  | B: Circuit Breakers
2.8.1 | Supply, Deliver, Install new 400V, 200A, 6kA, 3P,adjustable MCCB | ea | 2 | 2500 | 20% | 3125 | 1400 | 15% | 1610 | 3220 | 4735 | 9470
2.8.2 | Supply, Deliver, Install new 400V, 150A, 6kA, 4P, adjustable MCCB | ea | 0 | 1800 | 20% | 2250 | 1400 | 15% | 1610 | 0 | 3860 | 0
2.8.3 | Supply, Deliver, Install new 400V, 80A, 6kA, 3P, MCB | ea | 2 | 660 | 20% | 825 | 1400 | 15% | 1610 | 3220 | 2435 | 4870
2.8.4 | Supply, Deliver, Install new 400V, 80A, 4P N/O Contactor | ea | 1 | 660 | 20% | 825 | 1400 | 15% | 1610 | 1610 | 2435 | 2435
2.9 |  | B: Distribution Boards
2.9.1 | Supply, Deliver, Install new 8-way LV Distribution Board | ea | 0 | 2500 | 20% | 3125 | 250 | 15% | 287.5 | 0 | 3412.5 | 0
2.9.2 | Supply, Deliver, Install new 16-way LV Distribution Board | ea | 2 | 5729 | 20% | 7161.25 | 250 | 15% | 287.5 | 575 | 7448.75 | 14897.5
2.9.3 | Supply, Deliver, Install Surge Arrestor Din 3 Pole+Neutral 20kA 1.3kV type 1 & 2 | ea | 1 | 5729 | 20% | 7161.25 | 250 | 15% | 287.5 | 287.5 | 7448.75 | 7448.75
2.9.4 | Supply, Deliver, Install new 300/5A, 10VA Current transformers as required to integrate the new system | ea | 3 | 350 | 20% | 437.5 | 250 | 15% | 287.5 | 862.5 | 725 | 2175
2.9.5 | Supply, Deliver, Install & Terminate 7C, 4mm control cable between CT's and Inverter | m | 20 | 35 | 20% | 43.75 | 195 | 15% | 224.25 | 4485 | 268 | 5360
2.9.6 | Disconnect & Remove existing equipment as per scope of works | Sum | 1 | 1 | 20% | 1.25 | 7500 | 15% | 8625 | 8625 | 8626.25 | 8626.25
2.1 |  | B: Steel Stand for Equipment
2.10.1 | Fabricate & Install galvanized steel stand for new Inverter. Dimensions: 1200 x 800 x 300mm (L X B X H) | ea | 2 | 10000 | 16% | 11904.7619 | 200 | 15% | 230 | 460 | 12134.7619 | 24269.5238
2.10.2 | Fabricate & Install galvanized steel stand for new ATS. Dimensions: 700 x 500 x 300mm (L X B X H) | ea | 0 | 7500 | 16% | 8928.5714 | 200 | 15% | 230 | 0 | 9158.5714 | 0
2.11 |  | B: AC CABLING
Supply, Deliver, Install & Test LV ECC CABLES (4 Core Cu PVC/SWA/PVC)
Laid in ground or Clamped to cable ladder or cable tray with K clamps at 1500mm spacing or to manufacturers recommendations. Type: Aberdare, Africa Cables or equal and approved by Engineer
2.11.1 | 70 mm² 4-core | m | 0 | 947.75 | 25% | 1263.6667 | 25 | 15% | 28.75 | 0 | 1292.4167 | 0
2.11.2 | 50 mm² 4-core | m | 4 | 686.12 | 25% | 914.8267 | 25 | 15% | 28.75 | 115 | 943.5767 | 3774.3067
2.11.3 | 35 mm² 4-core | m | 0 | 538.9 | 25% | 718.5333 | 25 | 15% | 28.75 | 0 | 747.2833 | 0
2.11.4 | 25 mm² 4-core | m | 0 | 450 | 25% | 600 | 25 | 15% | 28.75 | 0 | 628.75 | 0
2.11.5 | 16 mm² 4-core | m | 6 | 380 | 25% | 506.6667 | 25 | 15% | 28.75 | 172.5 | 535.4167 | 3212.5
2.11.6 | 10 mm² 4-core | m | 0 | 215 | 25% | 286.6667 | 25 | 15% | 28.75 | 0 | 315.4167 | 0
2.12 |  | B: GENERAL PURPOSE WIRE
2.12.1 | 35 mm² GPW | m | 0 | 109.45 | 20% | 136.8125 | 50 | 15% | 57.5 | 0 | 194.3125 | 0
| 16 mm² GPW | m | 0 | 70.6 | 20% | 88.25 | 50 | 15% | 57.5 | 0 | 145.75 | 0
| 6 mm² GPW | m | 20 | 22.91 | 20% | 28.6375 | 50 | 15% | 57.5 | 1150 | 86.1375 | 1722.75
2.13 |  | B: SURFIX
2.13.1 | 1.5 mm² 2C + E Surfix | m | 0 | 25 | 20% | 31.25 |  | 15% | 0 | 0 | 31.25 | 0
2.13.2 | 2.5 mm² 2C + E Surfix | m | 0 | 33 | 20% | 41.25 |  | 15% | 0 | 0 | 41.25 | 0
2.13.3 | 4 mm² 2C + E Surfix | m | 0 | 37 | 20% | 46.25 |  | 15% | 0 | 0 | 46.25 | 0
2.14 |  | B: CABLE TERMINATIONS (1, or 4 Core Cu PVC/SWA/PVC or Flexible)
Cable terminations complete with compatible glands, lugs and shrouds to suite cable type to SABS requirements & Specifications:
2.14.1 | 70 mm² 4-core | ea | 0 | 827.794 | 20% | 1034.7425 | 525 | 15% | 603.75 | 0 | 1638.4925 | 0
2.14.2 | 70 mm² 1-core | ea | 0 | 385 | 20% | 481.25 | 525 | 15% | 603.75 | 0 | 1085 | 0
2.14.3 | 50 mm² 4-core | ea | 4 | 550 | 20% | 687.5 | 525 | 15% | 603.75 | 2415 | 1291.25 | 5165
2.14.4 | 35 mm² 4-core | ea | 0 | 350 | 20% | 437.5 | 525 | 15% | 603.75 | 0 | 1041.25 | 0
2.14.5 | 25 mm² 4-core | ea | 0 |  |  | 0 | 525 | 15% | 603.75 | 0 | 603.75 | 0
2.14.6 | 16 mm² 4-core | ea | 0 | 350 | 20% | 437.5 | 525 | 15% | 603.75 | 0 | 1041.25 | 0
2.14.7 | 10 mm² 4-core | ea | 0 | 350 | 20% | 437.5 | 525 | 15% | 603.75 | 0 | 1041.25 | 0
2.14.8 | 35 mm² 1-core | ea | 0 |  | 20% | 0 | 525 | 15% | 603.75 | 0 | 603.75 | 0
2.14.9 | 25 mm² 1-core | ea | 0 | 250 | 20% | 312.5 | 525 | 15% | 603.75 | 0 | 916.25 | 0
2.14.10 | 16 mm² 1-core | ea | 4 | 500 | 20% | 625 | 525 | 15% | 603.75 | 2415 | 1228.75 | 4915
2.14.11 | 10 mm² 1-core | ea | 0 | 500 | 20% | 625 | 525 | 15% | 603.75 | 0 | 1228.75 | 0
2.15 |  | B: INSULATED COPPER EARTH WIRE
Black insulated stranded copper earth wire strapped to cable at 2000mm centres with PVC cable ties or approved method:
2.15.1 | 35 mm² | m | 0 | 4620 | 20% | 5775 | 315 | 15% | 362.25 | 0 | 6137.25 | 0
2.15.2 | 6 mm² | m | 15 | 30 | 20% | 37.5 | 15 | 15% | 17.25 | 258.75 | 54.75 | 821.25
2.16 |  | B: COMMUNICATIONS CABLE
2.16.1 | Supply, deliver, Install & terminate CAT 6 communications cable (including connectors) as per scope of work | m | 10 | 5 | 20% | 6.25 | 300 | 15% | 345 | 3450 | 351.25 | 3512.5
2.17 |  | B: TRENCHING & BACKFILLING
Trench depth to be 600mm deep
2.17.1 | Trenching & backfilling of cables in soft pickable soil as per scope of work. Including importing of backfill material as required. Including cable warning tape | Sum | 0 |  | 20% | 0 | 39200 | 15% | 45080 | 0 | 45080 | 0
2.17.2 | Trenching & backfilling of cables in hard rock as per scope of work. Including importing of backfill material as required. Including cable warning tape | Sum | 0 |  | 20% | 0 | 39200 | 15% | 45080 | 0 | 45080 | 0
2.17.3 | Supply & Install 50mm diameter PVC sleeves including bends and connectors | Sum | 0 | 3500 | 20% | 4375 | 750 | 15% | 862.5 | 0 | 5237.5 | 0
2.17.4 | Re-instatement of existing concrete surfaces | Sum | 0 | 13500 | 20% | 16875 | 5 | 15% | 5.75 | 0 | 16880.75 | 0
2.18 |  | B: Tree cutting & trimming
2.18.1 | Tree cutting & trimming as required | Sum | 1 | 0 | 20% | 0 | 7500 |  |  | 7500 | 0 | 0
0
2.19 | Lighting Protection System | I: 0
2.19.1 | Design, Supply, Test & Install Lighting Protection System by Specialist | Sum | 1 | 25000 | 0% | 25000 | 0 |  |  | 0 | 25000 | 25000
2.2 | Earthing System | I: 0
2.20.1 | Design, Supply, Test & Install Earthing System by Specialist | Sum | 1 | 15000 | 0% | 15000 | 0 |  |  | 0 | 15000 | 15000
2.21 | Cerificate of Compliance | I: 0
2.21.1 | Issuing of CoC for new system as per SANS 10142-1 | Sum | 1 | 5000 | 0% | 5000 | 0 |  |  | 0 | 5000 | 5000
2.21.2 | Provisional Sum for rectification of existing defects in order to issue CoC | Sum | 1 | 50000 | 0% | 50000 | 0 |  |  | 0 | 50000 | 50000
2.22 | SUNDRY ITEMS | I: 0
0
2.22.1 | All items such as bolts, nuts, mounting screws, scruits midget, connector blocks, cable ties, cable/tray clamps etc. to provide a fully functional and compliant system | Sum | 1 | 15000 | 20% | 18750 | 1 |  |  | 1 | 18751 | 18751
| Carried to summary | I: 108177.75; K: 1161370.5355

## SECT 2- D Block -0PV&2.5hr (hidden)
BILL OF QUANTITIES
#VALUE!
SECTION 2: SOLAR PV / BATTERY SYSTEM
|  | A | B | C | D | E | F | G | H | I | J | K
ITEM No. | DESCRIPTION | UNIT | QUANTITY | SUPPLY RATE (COST) | MARK UP % | SUPPLY RATE (MARKED UP) | Install Rate | MARK UP % | INSTALL RATE (Marked up) | LABOUR TOTAL | RATE (E+H) | TOTAL (BxJ)
2 |  | B: INVERTERS, SOLAR PV MODULES, BATTERIES, AC EQUIPMENT & CABLING
2.1 |  | B: Solar PV Panels
2.1.2 | D block -Supply, Deliver, Install, Test & Commission 550W Canadian Solar Super High Power Mono PERC or Equivalent to Engineer's approval. Inclusive of earthing & bonding complete | ea | 0 | 1623.93 | 25% | 2165.24 | 350 | 15% | 402.5 | 0 | 2567.74 | 0
2.2 |  | B: Inverters
2.2.2 | D Block -Supply, Deliver, Install, Test & Commission 15kW 3P BME hybrid inverter | ea | 2 | 42053.6 | 20% | 52567 | 8000 | 15% | 9200 | 18400 | 61767 | 123534
2.3 |  | B: Automatic Transfer Switch (ATS)
2.3.2 | D Block Supply, Deliver, Install, Test & Commission Changeover Switch | ea | 1 | 20000 | 20% | 25000 | 5700 | 15% | 6555 | 6555 | 31555 | 31555
2.3.3 | D Block Supply, Deliver, Install, Test & Commission Elum SD Genset controller | No. | 1 | 70000 | 20% | 87500 | 5700 | 15% | 6555 | 6555 | 94055 | 94055
2.4 |  | B: Battery System
2.4.1 | D Block -Supply, Deliver, Install, Test & Commission Lithium Batteries to provide backup. 80/64 LV | ea | 1 | 405543.78 | 20% | 506929.725 | 8000 | 15% | 9200 | 9200 | 516129.725 | 516129.725
2.4.4
| Supply, Deliver, Install, Test & Commission Fuse Disconnectors with 250A fuses for Battery | No. | 1 | 2172.0165 | 20% | 2715.0206 | 250 | 15% | 287.5 | 287.5 | 3002.5206 | 3002.5206
2.5 |  | B: Mounting Structure, Clamps & Walkways
2.5.1 | Mounting Structures. Material to be aluminium and must include a 10 year warranty | ea | 1 | 650 | 20% | 812.5 | 4800 | 15% | 5520 | 5520 | 6332.5 | 6332.5
| Cable Support/Wireways etc. Material to be galvanized steel | Sum | 1 | 10000 | 20% | 12500 | 7500 | 15% | 8625 | 8625 | 21125 | 21125
2.6 |  | B: DC Cabling
2.6.1 | 4mmsq Solar PV DC cables from panels to DC combiner box. Red cable for positive (+) and Black cable for negative (-) to SANS10142-1. UV resistant to EN50618 & TUV certified. Including MC4 connectors complete | m | 0 | 17.0775 | 20% | 21.3469 | 39 | 15% | 44.85 | 0 | 66.1969 | 0
2.6.2 | 70mm2 Single core DC cable for Batteries | m | 8 | 207 | 20% | 258.75 | 65 | 15% | 74.75 | 598 | 333.5 | 2668
2.6.3 | 50mm2 Single core DC cable for Batteries | m | 0 | 190 | 20% | 237.5 | 65 | 15% | 74.75 | 0 | 312.25 | 0
| 25mm2 Single core DC cable for Batteries | m | 0 | 110 | 20% | 137.5 | 65 | 15% | 74.75 | 0 | 212.25 | 0
2.7 |  | B: DC Combiner Box
2.7.1 | DC Combiner Box including the ffg components: 1000V rating, 1 X MPPT, 8 Inputs & 1 Output, 160A Isolator, Type 1 & 2 Surge Protection device, Inclusive of fuses. | ea | 0 | 16201.644 | 20% | 20252.055 | 500 | 15% | 575 | 0 | 20827.055 | 0
2.7.2 | DC Combiner Box including the ffg components: 1000V rating, 4 X MPPT, 8 Inputs & 8 Output, 160A Isolator, Type 1 & 2 Surge Protection device, Inclusive of fuses. | ea | 0 | 16201.644 | 20% | 20252.055 | 500 | 15% | 575 | 0 | 20827.055 | 0
2.8 |  | B: Circuit Breakers
2.8.1 | Supply, Deliver, Install new 400V, 200A, 6kA, 3P,adjustable MCCB | ea | 2 | 2500 | 20% | 3125 | 1400 | 15% | 1610 | 3220 | 4735 | 9470
2.8.2 | Supply, Deliver, Install new 400V, 150A, 6kA, 4P, adjustable MCCB | ea | 0 | 1800 | 20% | 2250 | 1400 | 15% | 1610 | 0 | 3860 | 0
2.8.3 | Supply, Deliver, Install new 400V, 80A, 6kA, 3P, MCB | ea | 2 | 660 | 20% | 825 | 1400 | 15% | 1610 | 3220 | 2435 | 4870
2.8.4 | Supply, Deliver, Install new 400V, 80A, 4P N/O Contactor | ea | 1 | 660 | 20% | 825 | 1400 | 15% | 1610 | 1610 | 2435 | 2435
2.9 |  | B: Distribution Boards
2.9.1 | Supply, Deliver, Install new 8-way LV Distribution Board | ea | 0 | 2500 | 20% | 3125 | 250 | 15% | 287.5 | 0 | 3412.5 | 0
2.9.2 | Supply, Deliver, Install new 16-way LV Distribution Board | ea | 2 | 5729 | 20% | 7161.25 | 250 | 15% | 287.5 | 575 | 7448.75 | 14897.5
2.9.3 | Supply, Deliver, Install Surge Arrestor Din 3 Pole+Neutral 20kA 1.3kV type 1 & 2 | ea | 1 | 5729 | 20% | 7161.25 | 250 | 15% | 287.5 | 287.5 | 7448.75 | 7448.75
2.9.4 | Supply, Deliver, Install new 300/5A, 10VA Current transformers as required to integrate the new system | ea | 3 | 350 | 20% | 437.5 | 250 | 15% | 287.5 | 862.5 | 725 | 2175
2.9.5 | Supply, Deliver, Install & Terminate 7C, 4mm control cable between CT's and Inverter | m | 20 | 35 | 20% | 43.75 | 195 | 15% | 224.25 | 4485 | 268 | 5360
2.9.6 | Disconnect & Remove existing equipment as per scope of works | Sum | 1 | 1 | 20% | 1.25 | 7500 | 15% | 8625 | 8625 | 8626.25 | 8626.25
2.1 |  | B: Steel Stand for Equipment
2.10.1 | Fabricate & Install galvanized steel stand for new Inverter. Dimensions: 1200 x 800 x 300mm (L X B X H) | ea | 2 | 10000 | 16% | 11904.7619 | 200 | 15% | 230 | 460 | 12134.7619 | 24269.5238
2.10.2 | Fabricate & Install galvanized steel stand for new ATS. Dimensions: 700 x 500 x 300mm (L X B X H) | ea | 0 | 7500 | 16% | 8928.5714 | 200 | 15% | 230 | 0 | 9158.5714 | 0
2.11 |  | B: AC CABLING
Supply, Deliver, Install & Test LV ECC CABLES (4 Core Cu PVC/SWA/PVC)
Laid in ground or Clamped to cable ladder or cable tray with K clamps at 1500mm spacing or to manufacturers recommendations. Type: Aberdare, Africa Cables or equal and approved by Engineer
2.11.1 | 70 mm² 4-core | m | 0 | 947.75 | 25% | 1263.6667 | 25 | 15% | 28.75 | 0 | 1292.4167 | 0
2.11.2 | 50 mm² 4-core | m | 4 | 686.12 | 25% | 914.8267 | 25 | 15% | 28.75 | 115 | 943.5767 | 3774.3067
2.11.3 | 35 mm² 4-core | m | 0 | 538.9 | 25% | 718.5333 | 25 | 15% | 28.75 | 0 | 747.2833 | 0
2.11.4 | 25 mm² 4-core | m | 0 | 450 | 25% | 600 | 25 | 15% | 28.75 | 0 | 628.75 | 0
2.11.5 | 16 mm² 4-core | m | 6 | 380 | 25% | 506.6667 | 25 | 15% | 28.75 | 172.5 | 535.4167 | 3212.5
2.11.6 | 10 mm² 4-core | m | 0 | 215 | 25% | 286.6667 | 25 | 15% | 28.75 | 0 | 315.4167 | 0
2.12 |  | B: GENERAL PURPOSE WIRE
2.12.1 | 35 mm² GPW | m | 0 | 109.45 | 20% | 136.8125 | 50 | 15% | 57.5 | 0 | 194.3125 | 0
| 16 mm² GPW | m | 0 | 70.6 | 20% | 88.25 | 50 | 15% | 57.5 | 0 | 145.75 | 0
| 6 mm² GPW | m | 20 | 22.91 | 20% | 28.6375 | 50 | 15% | 57.5 | 1150 | 86.1375 | 1722.75
2.13 |  | B: SURFIX
2.13.1 | 1.5 mm² 2C + E Surfix | m | 0 | 25 | 20% | 31.25 |  | 15% | 0 | 0 | 31.25 | 0
2.13.2 | 2.5 mm² 2C + E Surfix | m | 0 | 33 | 20% | 41.25 |  | 15% | 0 | 0 | 41.25 | 0
2.13.3 | 4 mm² 2C + E Surfix | m | 0 | 37 | 20% | 46.25 |  | 15% | 0 | 0 | 46.25 | 0
2.14 |  | B: CABLE TERMINATIONS (1, or 4 Core Cu PVC/SWA/PVC or Flexible)
Cable terminations complete with compatible glands, lugs and shrouds to suite cable type to SABS requirements & Specifications:
2.14.1 | 70 mm² 4-core | ea | 0 | 827.794 | 20% | 1034.7425 | 525 | 15% | 603.75 | 0 | 1638.4925 | 0
2.14.2 | 70 mm² 1-core | ea | 0 | 385 | 20% | 481.25 | 525 | 15% | 603.75 | 0 | 1085 | 0
2.14.3 | 50 mm² 4-core | ea | 4 | 550 | 20% | 687.5 | 525 | 15% | 603.75 | 2415 | 1291.25 | 5165
2.14.4 | 35 mm² 4-core | ea | 0 | 350 | 20% | 437.5 | 525 | 15% | 603.75 | 0 | 1041.25 | 0
2.14.5 | 25 mm² 4-core | ea | 0 |  |  | 0 | 525 | 15% | 603.75 | 0 | 603.75 | 0
2.14.6 | 16 mm² 4-core | ea | 0 | 350 | 20% | 437.5 | 525 | 15% | 603.75 | 0 | 1041.25 | 0
2.14.7 | 10 mm² 4-core | ea | 0 | 350 | 20% | 437.5 | 525 | 15% | 603.75 | 0 | 1041.25 | 0
2.14.8 | 35 mm² 1-core | ea | 0 |  | 20% | 0 | 525 | 15% | 603.75 | 0 | 603.75 | 0
2.14.9 | 25 mm² 1-core | ea | 0 | 250 | 20% | 312.5 | 525 | 15% | 603.75 | 0 | 916.25 | 0
2.14.10 | 16 mm² 1-core | ea | 4 | 500 | 20% | 625 | 525 | 15% | 603.75 | 2415 | 1228.75 | 4915
2.14.11 | 10 mm² 1-core | ea | 0 | 500 | 20% | 625 | 525 | 15% | 603.75 | 0 | 1228.75 | 0
2.15 |  | B: INSULATED COPPER EARTH WIRE
Black insulated stranded copper earth wire strapped to cable at 2000mm centres with PVC cable ties or approved method:
2.15.1 | 35 mm² | m | 0 | 4620 | 20% | 5775 | 315 | 15% | 362.25 | 0 | 6137.25 | 0
2.15.2 | 6 mm² | m | 15 | 30 | 20% | 37.5 | 15 | 15% | 17.25 | 258.75 | 54.75 | 821.25
2.16 |  | B: COMMUNICATIONS CABLE
2.16.1 | Supply, deliver, Install & terminate CAT 6 communications cable (including connectors) as per scope of work | m | 10 | 5 | 20% | 6.25 | 300 | 15% | 345 | 3450 | 351.25 | 3512.5
2.17 |  | B: TRENCHING & BACKFILLING
Trench depth to be 600mm deep
2.17.1 | Trenching & backfilling of cables in soft pickable soil as per scope of work. Including importing of backfill material as required. Including cable warning tape | Sum | 0 |  | 20% | 0 | 39200 | 15% | 45080 | 0 | 45080 | 0
2.17.2 | Trenching & backfilling of cables in hard rock as per scope of work. Including importing of backfill material as required. Including cable warning tape | Sum | 0 |  | 20% | 0 | 39200 | 15% | 45080 | 0 | 45080 | 0
2.17.3 | Supply & Install 50mm diameter PVC sleeves including bends and connectors | Sum | 0 | 3500 | 20% | 4375 | 750 | 15% | 862.5 | 0 | 5237.5 | 0
2.17.4 | Re-instatement of existing concrete surfaces | Sum | 0 | 13500 | 20% | 16875 | 5 | 15% | 5.75 | 0 | 16880.75 | 0
2.18 |  | B: Tree cutting & trimming
2.18.1 | Tree cutting & trimming as required | Sum | 1 | 0 | 20% | 0 | 7500 |  |  | 7500 | 0 | 0
0
2.19 | Lighting Protection System | I: 0
2.19.1 | Design, Supply, Test & Install Lighting Protection System by Specialist | Sum | 1 | 25000 | 0% | 25000 | 0 |  |  | 0 | 25000 | 25000
2.2 | Earthing System | I: 0
2.20.1 | Design, Supply, Test & Install Earthing System by Specialist | Sum | 1 | 15000 | 0% | 15000 | 0 |  |  | 0 | 15000 | 15000
2.21 | Cerificate of Compliance | I: 0
2.21.1 | Issuing of CoC for new system as per SANS 10142-1 | Sum | 1 | 5000 | 0% | 5000 | 0 |  |  | 0 | 5000 | 5000
2.21.2 | Provisional Sum for rectification of existing defects in order to issue CoC | Sum | 1 | 50000 | 0% | 50000 | 0 |  |  | 0 | 50000 | 50000
2.22 | SUNDRY ITEMS | I: 0
0
2.22.1 | All items such as bolts, nuts, mounting screws, scruits midget, connector blocks, cable ties, cable/tray clamps etc. to provide a fully functional and compliant system | Sum | 1 | 15000 | 20% | 18750 | 1 |  |  | 1 | 18751 | 18751
| Carried to summary | I: 96562.75; K: 1014828.0761 | 1167052.2875

## SECT 2- C Block Max PV + Bat (hidden)
BILL OF QUANTITIES
#VALUE!
SECTION 2: SOLAR PV / BATTERY SYSTEM
|  | A | B | C | D | E | F | G | H | I | J | K
ITEM No. | DESCRIPTION | UNIT | QUANTITY | SUPPLY RATE (COST) | MARK UP % | SUPPLY RATE (MARKED UP) | Install Rate | MARK UP % | INSTALL RATE (Marked up) | LABOUR TOTAL | RATE (E+H) | TOTAL (BxJ)
2 |  | B: INVERTERS, SOLAR PV MODULES, BATTERIES, AC EQUIPMENT & CABLING
2.1 |  | B: Solar PV Panels
2.1.2 | C block -Supply, Deliver, Install, Test & Commission 550W Canadian Solar Super High Power Mono PERC or Equivalent to Engineer's approval. Inclusive of earthing & bonding complete | ea | 983 | 1948.716 | 25% | 2598.288 | 350 | 15% | 402.5 | 395657.5 | 3000.788 | 2949774.604
2.2 |  | B: Inverters
2.2.2 | C Block -Supply, Deliver, Install, Test & Commission 150kW 3P ATESS hybrid inverter | ea | 3 | 487501.104 | 20% | 609376.38 | 8000 | 15% | 9200 | 27600 | 618576.38 | 1855729.14
2.3 |  | B: Automatic Transfer Switch (ATS)
2.3.2 | C Block Supply, Deliver, Install, Test & Commission ATESS ATS | ea | 3 | 90693.34 | 20% | 113366.675 | 5700 | 15% | 6555 | 19665 | 119921.675 | 359765.025
2.3.3 | C Block Supply, Deliver, Install, Test & Commission Elum SD Genset controller | No. | 1 | 70000 | 20% | 87500 | 5700 | 15% | 6555 | 6555 | 94055 | 94055
2.4 |  | B: Battery System
2.4.1 | C Block -Supply, Deliver, Install, Test & Commission Lithium Batteries to provide backup. 200/160 HV | ea | 5 | 1087743.096 | 20% | 1359678.87 | 8000 | 15% | 9200 | 46000 | 1368878.87 | 6844394.35
2.4.4
| Supply, Deliver, Install, Test & Commission Fuse Disconnectors with 250A fuses for Battery | ea | 10 | 2172.0165 | 20% | 2715.0206 | 250 | 15% | 287.5 | 2875 | 3002.5206 | 30025.2062
2.5 |  | B: Mounting Structure, Clamps & Walkways
2.5.1 | Mounting Structures. Material to be aluminium and must include a 10 year warranty | ea | 983 | 650 | 20% | 812.5 | 4.883 | 15% | 5.6155 | 5520 | 818.1155 | 804207.5
| Cable Support/Wireways etc. Material to be galvanized steel | Sum | 1 | 10000 | 20% | 12500 | 7500 | 15% | 8625 | 8625 | 21125 | 21125
2.6 |  | B: DC Cabling
2.6.1 | 4mmsq Solar PV DC cables from panels to DC combiner box. Red cable for positive (+) and Black cable for negative (-) to SANS10142-1. UV resistant to EN50618 & TUV certified. Including MC4 connectors complete | m | 2000 | 17.0775 | 20% | 21.3469 | 39 | 15% | 44.85 | 89700 | 66.1969 | 132393.75
2.6.2 | 70mm2 Single core DC cable for Batteries | m | 20 | 207 | 20% | 258.75 | 65 | 15% | 74.75 | 1495 | 333.5 | 6670
2.6.3 | 50mm2 Single core DC cable for Batteries | m | 0 | 190 | 20% | 237.5 | 65 | 15% | 74.75 | 0 | 312.25 | 0
| 25mm2 Single core DC cable for Batteries | m | 0 | 110 | 20% | 137.5 | 65 | 15% | 74.75 | 0 | 212.25 | 0
2.7 |  | B: DC Combiner Box
2.7.1 | DC Combiner Box including the ffg components: 1000V rating, 1 X MPPT, 8 Inputs & 1 Output, 160A Isolator, Type 1 & 2 Surge Protection device, Inclusive of fuses. | No. | 0 | 16201.644 | 20% | 20252.055 | 500 | 15% | 575 | 0 | 20827.055 | 0
2.7.2 | DC Combiner Box including the ffg components: 1000V rating, 1 X MPPT, 16 Inputs & 1 Output, 160A Isolator, Type 1 & 2 Surge Protection device, Inclusive of fuses. | No. | 6 | 17000 | 20% | 21250 | 500 | 15% | 575 | 3450 | 21825 | 130950
2.8 |  | B: Circuit Breakers
2.8.1 | Supply, Deliver, Install new 400V, 200A, 6kA, 3P,adjustable MCCB | ea | 3 | 2500 | 20% | 3125 | 1400 | 15% | 1610 | 4830 | 4735 | 14205
2.8.2 | Supply, Deliver, Install new 400V, 150A, 6kA, 4P, adjustable MCCB | ea | 16 | 1800 | 20% | 2250 | 1400 | 15% | 1610 | 25760 | 3860 | 61760
2.8.3 | Supply, Deliver, Install new 400V, 80A, 6kA, 3P, MCB | ea | 10 | 660 | 20% | 825 | 1400 | 15% | 1610 | 16100 | 2435 | 24350
2.8.4 | Supply, Deliver, Install new 400V, 80A, 4P N/O Contactor | ea | 0 | 660 | 20% | 825 | 1400 | 15% | 1610 | 0 | 2435 | 0
2.9 |  | B: Distribution Boards
2.9.1 | Supply, Deliver, Install new 8-way LV Distribution Board | ea | 10 | 2500 | 20% | 3125 | 250 | 15% | 287.5 | 2875 | 3412.5 | 34125
2.9.2 | Supply, Deliver, Install new 16-way LV Distribution Board | ea | 16 | 5729 | 20% | 7161.25 | 250 | 15% | 287.5 | 4600 | 7448.75 | 119180
2.9.3 | Supply, Deliver, Install Surge Arrestor Din 3 Pole+Neutral 20kA 1.3kV type 1 & 2 | ea | 26 | 5729 | 20% | 7161.25 | 250 | 15% | 287.5 | 7475 | 7448.75 | 193667.5
| Supply, Deliver, Install new AC protection box 125A | ea | 3 | 48000 | 20% | 60000 | 250 | 15% | 287.5 | 862.5 | 60287.5 | 180862.5
| Supply, Deliver, Install new AC Panel for loads (ATS out) | sum | 1 | 50000 | 20% | 62500 | 250 | 15% | 287.5 | 287.5 | 62787.5 | 62787.5
2.9.4 | Supply, Deliver, Install new 300/5A, 10VA Current transformers as required to integrate the new system | ea | 3 | 350 | 20% | 437.5 | 250 | 15% | 287.5 | 862.5 | 725 | 2175
2.9.5 | Supply, Deliver, Install & Terminate 7C, 4mm control cable between CT's and Inverter | m | 20 | 35 | 20% | 43.75 | 195 | 15% | 224.25 | 4485 | 268 | 5360
2.9.6 | Disconnect & Remove existing equipment as per scope of works | Sum | 1 | 1 | 20% | 1.25 | 7500 | 15% | 8625 | 8625 | 8626.25 | 8626.25
2.1 |  | B: Steel Stand for Equipment
2.10.1 | Fabricate & Install galvanized steel stand for new Inverter. Dimensions: 1200 x 800 x 300mm (L X B X H) | ea | 3 | 10000 | 16% | 11904.7619 | 200 | 15% | 230 | 690 | 12134.7619 | 36404.2857
2.10.2 | Fabricate & Install galvanized steel stand for new ATS. Dimensions: 700 x 500 x 300mm (L X B X H) | ea | 3 | 7500 | 16% | 8928.5714 | 200 | 15% | 230 | 690 | 9158.5714 | 27475.7143
2.11 |  | B: AC CABLING
Supply, Deliver, Install & Test LV ECC CABLES (4 Core Cu PVC/SWA/PVC)
Laid in ground or Clamped to cable ladder or cable tray with K clamps at 1500mm spacing or to manufacturers recommendations. Type: Aberdare, Africa Cables or equal and approved by Engineer
| 95 mm² 4-core | m | 30 | 1520 | 25% | 2026.6667 | 25 | 15% | 28.75 | 862.5 | 2055.4167 | 61662.5
2.11.1 | 70 mm² 4-core | m | 0 | 947.75 | 25% | 1263.6667 | 25 | 15% | 28.75 | 0 | 1292.4167 | 0
2.11.2 | 50 mm² 4-core | m | 0 | 686.12 | 25% | 914.8267 | 25 | 15% | 28.75 | 0 | 943.5767 | 0
2.11.3 | 35 mm² 4-core | m | 30 | 538.9 | 25% | 718.5333 | 25 | 15% | 28.75 | 862.5 | 747.2833 | 22418.5
2.11.4 | 25 mm² 4-core | m | 0 | 450 | 25% | 600 | 25 | 15% | 28.75 | 0 | 628.75 | 0
2.11.5 | 16 mm² 4-core | m | 200 | 380 | 25% | 506.6667 | 25 | 15% | 28.75 | 5750 | 535.4167 | 107083.3333
2.11.6 | 10 mm² 4-core | m | 0 | 215 | 25% | 286.6667 | 25 | 15% | 28.75 | 0 | 315.4167 | 0
2.12 |  | B: GENERAL PURPOSE WIRE
2.12.1 | 35 mm² GPW | m | 50 | 109.45 | 20% | 136.8125 | 50 | 15% | 57.5 | 2875 | 194.3125 | 9715.625
| 16 mm² GPW | m | 50 | 70.6 | 20% | 88.25 | 50 | 15% | 57.5 | 2875 | 145.75 | 7287.5
| 6 mm² GPW | m | 42 | 22.91 | 20% | 28.6375 | 50 | 15% | 57.5 | 2415 | 86.1375 | 3617.775
2.13 |  | B: SURFIX
2.13.1 | 1.5 mm² 2C + E Surfix | m | 20 | 25 | 20% | 31.25 |  | 15% | 0 | 0 | 31.25 | 625
2.13.2 | 2.5 mm² 2C + E Surfix | m | 20 | 33 | 20% | 41.25 |  | 15% | 0 | 0 | 41.25 | 825
2.13.3 | 4 mm² 2C + E Surfix | m | 0 | 37 | 20% | 46.25 |  | 15% | 0 | 0 | 46.25 | 0
2.14 |  | B: CABLE TERMINATIONS (1, or 4 Core Cu PVC/SWA/PVC or Flexible)
Cable terminations complete with compatible glands, lugs and shrouds to suite cable type to SABS requirements & Specifications:
| 95 mm² 4-core | ea | 13 | 1210 | 20% | 1512.5 | 525 | 15% | 603.75 | 7848.75 | 2116.25 | 27511.25
2.14.1 | 70 mm² 4-core | ea | 0 | 827.794 | 20% | 1034.7425 | 525 | 15% | 603.75 | 0 | 1638.4925 | 0
| 95 mm² 1-core | ea | 10 | 500 | 20% | 625 | 525 | 15% | 603.75 | 6037.5 | 1228.75 | 12287.5
2.14.2 | 70 mm² 1-core | ea | 0 | 385 | 20% | 481.25 | 525 | 15% | 603.75 | 0 | 1085 | 0
2.14.3 | 50 mm² 4-core | ea | 0 | 550 | 20% | 687.5 | 525 | 15% | 603.75 | 0 | 1291.25 | 0
2.14.4 | 35 mm² 4-core | ea | 16 | 350 | 20% | 437.5 | 525 | 15% | 603.75 | 9660 | 1041.25 | 16660
2.14.5 | 25 mm² 4-core | ea | 0 |  |  | 0 | 525 | 15% | 603.75 | 0 | 603.75 | 0
2.14.6 | 16 mm² 4-core | ea | 10 | 350 | 20% | 437.5 | 525 | 15% | 603.75 | 6037.5 | 1041.25 | 10412.5
2.14.7 | 10 mm² 4-core | ea | 0 | 350 | 20% | 437.5 | 525 | 15% | 603.75 | 0 | 1041.25 | 0
2.14.8 | 35 mm² 1-core | ea | 0 |  |  | 0 | 525 | 15% | 603.75 | 0 | 603.75 | 0
2.14.9 | 25 mm² 1-core | ea | 0 | 250 | 20% | 312.5 | 525 | 15% | 603.75 | 0 | 916.25 | 0
2.14.10 | 16 mm² 1-core | ea | 0 | 500 | 20% | 625 | 525 | 15% | 603.75 | 0 | 1228.75 | 0
2.14.11 | 10 mm² 1-core | ea | 0 | 500 | 20% | 625 | 525 | 15% | 603.75 | 0 | 1228.75 | 0
2.15 |  | B: INSULATED COPPER EARTH WIRE
Black insulated stranded copper earth wire strapped to cable at 2000mm centres with PVC cable ties or approved method:
2.15.1 | 35 mm² | m | 0 | 4620 | 20% | 5775 | 315 | 15% | 362.25 | 0 | 6137.25 | 0
2.15.2 | 6 mm² | m | 500 | 30 | 20% | 37.5 | 15 | 15% | 17.25 | 8625 | 54.75 | 27375
2.16 |  | B: COMMUNICATIONS CABLE
2.16.1 | Supply, deliver, Install & terminate CAT 6 communications cable (including connectors) as per scope of work | m | 10 | 5 | 20% | 6.25 | 300 | 15% | 345 | 3450 | 351.25 | 3512.5
2.17 |  | B: TRENCHING & BACKFILLING
Trench depth to be 600mm deep
2.17.1 | Trenching & backfilling of cables in soft pickable soil as per scope of work. Including importing of backfill material as required. Including cable warning tape | Sum | 0 |  | 20% | 0 | 39200 | 15% | 45080 | 0 | 45080 | 0
2.17.2 | Trenching & backfilling of cables in hard rock as per scope of work. Including importing of backfill material as required. Including cable warning tape | Sum | 0 |  | 20% | 0 | 39200 | 15% | 45080 | 0 | 45080 | 0
2.17.3 | Supply & Install 50mm diameter PVC sleeves including bends and connectors | Sum | 0 | 3500 | 20% | 4375 | 750 | 15% | 862.5 | 0 | 5237.5 | 0
2.17.4 | Re-instatement of existing concrete surfaces | Sum | 0 | 13500 | 20% | 16875 | 5 | 15% | 5.75 | 0 | 16880.75 | 0
2.18 |  | B: Tree cutting & trimming
2.18.1 | Tree cutting & trimming as required | Sum | 2 | 10000 | 20% | 12500 | 7500 |  |  | 15000 | 12500 | 25000
0
2.19 | Lighting Protection System | I: 0
2.19.1 | Design, Supply, Test & Install Lighting Protection System by Specialist | Sum | 1 | 25000 | 0% | 25000 | 0 |  |  | 0 | 25000 | 25000
2.2 | Earthing System | I: 0
2.20.1 | Design, Supply, Test & Install Earthing System by Specialist | Sum | 1 | 15000 | 0% | 15000 | 0 |  |  | 0 | 15000 | 15000
2.21 | Cerificate of Compliance | I: 0
2.21.1 | Issuing of CoC for new system as per SANS 10142-1 | Sum | 1 | 5000 | 0% | 5000 | 0 |  |  | 0 | 5000 | 5000
2.21.2 | Provisional Sum for rectification of existing defects in order to issue CoC | Sum | 1 | 50000 | 0% | 50000 | 0 |  |  | 0 | 50000 | 50000
2.22 | SUNDRY ITEMS | I: 0
0
2.22.1 | All items such as bolts, nuts, mounting screws, scruits midget, connector blocks, cable ties, cable/tray clamps etc. to provide a fully functional and compliant system | Sum | 1 | 15000 | 20% | 18750 | 1 |  |  | 1 | 18751 | 18751
| Carried to summary | I: 757584.75; K: 14449813.3086

## SECT 2- C Block 0 PV+4h Bat (hidden)
BILL OF QUANTITIES
#VALUE!
SECTION 2: SOLAR PV / BATTERY SYSTEM
|  | A | B | C | D | E | F | G | H | I | J | K
ITEM No. | DESCRIPTION | UNIT | QUANTITY | SUPPLY RATE (COST) | MARK UP % | SUPPLY RATE (MARKED UP) | Install Rate | MARK UP % | INSTALL RATE (Marked up) | LABOUR TOTAL | RATE (E+H) | TOTAL (BxJ)
2 |  | B: INVERTERS, SOLAR PV MODULES, BATTERIES, AC EQUIPMENT & CABLING
2.1 |  | B: Solar PV Panels
2.1.2 | C block -Supply, Deliver, Install, Test & Commission 550W Canadian Solar Super High Power Mono PERC or Equivalent to Engineer's approval. Inclusive of earthing & bonding complete | ea | 1 | 1948.716 | 25% | 2598.288 | 350 | 15% | 402.5 | 402.5 | 3000.788 | 3000.788
2.2 |  | B: Inverters
2.2.2 | C Block -Supply, Deliver, Install, Test & Commission 150kW 3P ATESS hybrid inverter | ea | 2 | 487501.104 | 20% | 609376.38 | 8000 | 15% | 9200 | 18400 | 618576.38 | 1237152.76
2.3 |  | B: Automatic Transfer Switch (ATS)
2.3.2 | C Block Supply, Deliver, Install, Test & Commission ATESS ATS | ea | 2 | 90693.34 | 20% | 113366.675 | 5700 | 15% | 6555 | 13110 | 119921.675 | 239843.35
2.3.3 | C Block Supply, Deliver, Install, Test & Commission Elum SD Genset controller | No. | 1 | 70000 | 20% | 87500 | 5700 | 15% | 6555 | 6555 | 94055 | 94055
2.4 |  | B: Battery System
2.4.1 | C Block -Supply, Deliver, Install, Test & Commission Lithium Batteries to provide backup. 200/160 HV | ea | 5 | 1087743.096 | 20% | 1359678.87 | 8000 | 15% | 9200 | 46000 | 1368878.87 | 6844394.35
2.4.4
| Supply, Deliver, Install, Test & Commission Fuse Disconnectors with 250A fuses for Battery | ea | 10 | 2172.0165 | 20% | 2715.0206 | 250 | 15% | 287.5 | 2875 | 3002.5206 | 30025.2062
2.5 |  | B: Mounting Structure, Clamps & Walkways
2.5.1 | Mounting Structures. Material to be aluminium and must include a 10 year warranty | ea | 1 | 650 | 20% | 812.5 | 4800 | 15% | 5520 | 5520 | 6332.5 | 6332.5
| Cable Support/Wireways etc. Material to be galvanized steel | Sum | 1 | 10000 | 20% | 12500 | 7500 | 15% | 8625 | 8625 | 21125 | 21125
2.6 |  | B: DC Cabling
2.6.1 | 4mmsq Solar PV DC cables from panels to DC combiner box. Red cable for positive (+) and Black cable for negative (-) to SANS10142-1. UV resistant to EN50618 & TUV certified. Including MC4 connectors complete | m | 0 | 17.0775 | 20% | 21.3469 | 39 | 15% | 44.85 | 0 | 66.1969 | 0
2.6.2 | 70mm2 Single core DC cable for Batteries | m | 20 | 207 | 20% | 258.75 | 65 | 15% | 74.75 | 1495 | 333.5 | 6670
2.6.3 | 50mm2 Single core DC cable for Batteries | m | 0 | 190 | 20% | 237.5 | 65 | 15% | 74.75 | 0 | 312.25 | 0
| 25mm2 Single core DC cable for Batteries | m | 0 | 110 | 20% | 137.5 | 65 | 15% | 74.75 | 0 | 212.25 | 0
2.7 |  | B: DC Combiner Box
2.7.1 | DC Combiner Box including the ffg components: 1000V rating, 1 X MPPT, 8 Inputs & 1 Output, 160A Isolator, Type 1 & 2 Surge Protection device, Inclusive of fuses. | No. | 0 | 16201.644 | 20% | 20252.055 | 500 | 15% | 575 | 0 | 20827.055 | 0
2.7.2 | DC Combiner Box including the ffg components: 1000V rating, 1 X MPPT, 16 Inputs & 1 Output, 160A Isolator, Type 1 & 2 Surge Protection device, Inclusive of fuses. | No. | 6 | 17000 | 20% | 21250 | 500 | 15% | 575 | 3450 | 21825 | 130950
2.8 |  | B: Circuit Breakers
2.8.1 | Supply, Deliver, Install new 400V, 200A, 6kA, 3P,adjustable MCCB | ea | 3 | 2500 | 20% | 3125 | 1400 | 15% | 1610 | 4830 | 4735 | 14205
2.8.2 | Supply, Deliver, Install new 400V, 150A, 6kA, 4P, adjustable MCCB | ea | 16 | 1800 | 20% | 2250 | 1400 | 15% | 1610 | 25760 | 3860 | 61760
2.8.3 | Supply, Deliver, Install new 400V, 80A, 6kA, 3P, MCB | ea | 10 | 660 | 20% | 825 | 1400 | 15% | 1610 | 16100 | 2435 | 24350
2.8.4 | Supply, Deliver, Install new 400V, 80A, 4P N/O Contactor | ea | 0 | 660 | 20% | 825 | 1400 | 15% | 1610 | 0 | 2435 | 0
2.9 |  | B: Distribution Boards
2.9.1 | Supply, Deliver, Install new 8-way LV Distribution Board | ea | 10 | 2500 | 20% | 3125 | 250 | 15% | 287.5 | 2875 | 3412.5 | 34125
2.9.2 | Supply, Deliver, Install new 16-way LV Distribution Board | ea | 16 | 5729 | 20% | 7161.25 | 250 | 15% | 287.5 | 4600 | 7448.75 | 119180
2.9.3 | Supply, Deliver, Install Surge Arrestor Din 3 Pole+Neutral 20kA 1.3kV type 1 & 2 | ea | 26 | 5729 | 20% | 7161.25 | 250 | 15% | 287.5 | 7475 | 7448.75 | 193667.5
| Supply, Deliver, Install new AC protection box 125A | ea | 3 | 48000 | 20% | 60000 | 250 | 15% | 287.5 | 862.5 | 60287.5 | 180862.5
| Supply, Deliver, Install new AC Panel for loads (ATS out) | sum | 1 | 50000 | 20% | 62500 | 250 | 15% | 287.5 | 287.5 | 62787.5 | 62787.5
2.9.4 | Supply, Deliver, Install new 300/5A, 10VA Current transformers as required to integrate the new system | ea | 3 | 350 | 20% | 437.5 | 250 | 15% | 287.5 | 862.5 | 725 | 2175
2.9.5 | Supply, Deliver, Install & Terminate 7C, 4mm control cable between CT's and Inverter | m | 20 | 35 | 20% | 43.75 | 195 | 15% | 224.25 | 4485 | 268 | 5360
2.9.6 | Disconnect & Remove existing equipment as per scope of works | Sum | 1 | 1 | 20% | 1.25 | 7500 | 15% | 8625 | 8625 | 8626.25 | 8626.25
2.1 |  | B: Steel Stand for Equipment
2.10.1 | Fabricate & Install galvanized steel stand for new Inverter. Dimensions: 1200 x 800 x 300mm (L X B X H) | ea | 3 | 10000 | 16% | 11904.7619 | 200 | 15% | 230 | 690 | 12134.7619 | 36404.2857
2.10.2 | Fabricate & Install galvanized steel stand for new ATS. Dimensions: 700 x 500 x 300mm (L X B X H) | ea | 3 | 7500 | 16% | 8928.5714 | 200 | 15% | 230 | 690 | 9158.5714 | 27475.7143
2.11 |  | B: AC CABLING
Supply, Deliver, Install & Test LV ECC CABLES (4 Core Cu PVC/SWA/PVC)
Laid in ground or Clamped to cable ladder or cable tray with K clamps at 1500mm spacing or to manufacturers recommendations. Type: Aberdare, Africa Cables or equal and approved by Engineer
| 95 mm² 4-core | m | 30 | 1520 | 25% | 2026.6667 | 25 | 15% | 28.75 | 862.5 | 2055.4167 | 61662.5
2.11.1 | 70 mm² 4-core | m | 0 | 947.75 | 25% | 1263.6667 | 25 | 15% | 28.75 | 0 | 1292.4167 | 0
2.11.2 | 50 mm² 4-core | m | 0 | 686.12 | 25% | 914.8267 | 25 | 15% | 28.75 | 0 | 943.5767 | 0
2.11.3 | 35 mm² 4-core | m | 30 | 538.9 | 25% | 718.5333 | 25 | 15% | 28.75 | 862.5 | 747.2833 | 22418.5
2.11.4 | 25 mm² 4-core | m | 0 | 450 | 25% | 600 | 25 | 15% | 28.75 | 0 | 628.75 | 0
2.11.5 | 16 mm² 4-core | m | 200 | 380 | 25% | 506.6667 | 25 | 15% | 28.75 | 5750 | 535.4167 | 107083.3333
2.11.6 | 10 mm² 4-core | m | 0 | 215 | 25% | 286.6667 | 25 | 15% | 28.75 | 0 | 315.4167 | 0
2.12 |  | B: GENERAL PURPOSE WIRE
2.12.1 | 35 mm² GPW | m | 50 | 109.45 | 20% | 136.8125 | 50 | 15% | 57.5 | 2875 | 194.3125 | 9715.625
| 16 mm² GPW | m | 50 | 70.6 | 20% | 88.25 | 50 | 15% | 57.5 | 2875 | 145.75 | 7287.5
| 6 mm² GPW | m | 42 | 22.91 | 20% | 28.6375 | 50 | 15% | 57.5 | 2415 | 86.1375 | 3617.775
2.13 |  | B: SURFIX
2.13.1 | 1.5 mm² 2C + E Surfix | m | 20 | 25 | 20% | 31.25 |  | 15% | 0 | 0 | 31.25 | 625
2.13.2 | 2.5 mm² 2C + E Surfix | m | 20 | 33 | 20% | 41.25 |  | 15% | 0 | 0 | 41.25 | 825
2.13.3 | 4 mm² 2C + E Surfix | m | 0 | 37 | 20% | 46.25 |  | 15% | 0 | 0 | 46.25 | 0
2.14 |  | B: CABLE TERMINATIONS (1, or 4 Core Cu PVC/SWA/PVC or Flexible)
Cable terminations complete with compatible glands, lugs and shrouds to suite cable type to SABS requirements & Specifications:
| 95 mm² 4-core | ea | 13 | 1210 | 20% | 1512.5 | 525 | 15% | 603.75 | 7848.75 | 2116.25 | 27511.25
2.14.1 | 70 mm² 4-core | ea | 0 | 827.794 | 20% | 1034.7425 | 525 | 15% | 603.75 | 0 | 1638.4925 | 0
| 95 mm² 1-core | ea | 10 | 500 | 20% | 625 | 525 | 15% | 603.75 | 6037.5 | 1228.75 | 12287.5
2.14.2 | 70 mm² 1-core | ea | 0 | 385 | 20% | 481.25 | 525 | 15% | 603.75 | 0 | 1085 | 0
2.14.3 | 50 mm² 4-core | ea | 0 | 550 | 20% | 687.5 | 525 | 15% | 603.75 | 0 | 1291.25 | 0
2.14.4 | 35 mm² 4-core | ea | 16 | 350 | 20% | 437.5 | 525 | 15% | 603.75 | 9660 | 1041.25 | 16660
2.14.5 | 25 mm² 4-core | ea | 0 |  |  | 0 | 525 | 15% | 603.75 | 0 | 603.75 | 0
2.14.6 | 16 mm² 4-core | ea | 10 | 350 | 20% | 437.5 | 525 | 15% | 603.75 | 6037.5 | 1041.25 | 10412.5
2.14.7 | 10 mm² 4-core | ea | 0 | 350 | 20% | 437.5 | 525 | 15% | 603.75 | 0 | 1041.25 | 0
2.14.8 | 35 mm² 1-core | ea | 0 |  |  | 0 | 525 | 15% | 603.75 | 0 | 603.75 | 0
2.14.9 | 25 mm² 1-core | ea | 0 | 250 | 20% | 312.5 | 525 | 15% | 603.75 | 0 | 916.25 | 0
2.14.10 | 16 mm² 1-core | ea | 0 | 500 | 20% | 625 | 525 | 15% | 603.75 | 0 | 1228.75 | 0
2.14.11 | 10 mm² 1-core | ea | 0 | 500 | 20% | 625 | 525 | 15% | 603.75 | 0 | 1228.75 | 0
2.15 |  | B: INSULATED COPPER EARTH WIRE
Black insulated stranded copper earth wire strapped to cable at 2000mm centres with PVC cable ties or approved method:
2.15.1 | 35 mm² | m | 0 | 4620 | 20% | 5775 | 315 | 15% | 362.25 | 0 | 6137.25 | 0
2.15.2 | 6 mm² | m | 500 | 30 | 20% | 37.5 | 15 | 15% | 17.25 | 8625 | 54.75 | 27375
2.16 |  | B: COMMUNICATIONS CABLE
2.16.1 | Supply, deliver, Install & terminate CAT 6 communications cable (including connectors) as per scope of work | m | 10 | 5 | 20% | 6.25 | 300 | 15% | 345 | 3450 | 351.25 | 3512.5
2.17 |  | B: TRENCHING & BACKFILLING
Trench depth to be 600mm deep
2.17.1 | Trenching & backfilling of cables in soft pickable soil as per scope of work. Including importing of backfill material as required. Including cable warning tape | Sum | 0 |  | 20% | 0 | 39200 | 15% | 45080 | 0 | 45080 | 0
2.17.2 | Trenching & backfilling of cables in hard rock as per scope of work. Including importing of backfill material as required. Including cable warning tape | Sum | 0 |  | 20% | 0 | 39200 | 15% | 45080 | 0 | 45080 | 0
2.17.3 | Supply & Install 50mm diameter PVC sleeves including bends and connectors | Sum | 0 | 3500 | 20% | 4375 | 750 | 15% | 862.5 | 0 | 5237.5 | 0
2.17.4 | Re-instatement of existing concrete surfaces | Sum | 0 | 13500 | 20% | 16875 | 5 | 15% | 5.75 | 0 | 16880.75 | 0
2.18 |  | B: Tree cutting & trimming
2.18.1 | Tree cutting & trimming as required | Sum | 2 | 10000 | 20% | 12500 | 7500 |  |  | 15000 | 12500 | 25000
0
2.19 | Lighting Protection System | I: 0
2.19.1 | Design, Supply, Test & Install Lighting Protection System by Specialist | Sum | 1 | 25000 | 0% | 25000 | 0 |  |  | 0 | 25000 | 25000
2.2 | Earthing System | I: 0
2.20.1 | Design, Supply, Test & Install Earthing System by Specialist | Sum | 1 | 15000 | 0% | 15000 | 0 |  |  | 0 | 15000 | 15000
2.21 | Cerificate of Compliance | I: 0
2.21.1 | Issuing of CoC for new system as per SANS 10142-1 | Sum | 1 | 5000 | 0% | 5000 | 0 |  |  | 0 | 5000 | 5000
2.21.2 | Provisional Sum for rectification of existing defects in order to issue CoC | Sum | 1 | 50000 | 0% | 50000 | 0 |  |  | 0 | 50000 | 50000
2.22 | SUNDRY ITEMS | I: 0
0
2.22.1 | All items such as bolts, nuts, mounting screws, scruits midget, connector blocks, cable ties, cable/tray clamps etc. to provide a fully functional and compliant system | Sum | 1 | 15000 | 20% | 18750 | 1 |  |  | 1 | 18751 | 18751
| Carried to summary | I: 256874.75; K: 9834272.6876

## SECT 2- C Block 0 PV&Bat 2.5h (hidden)
BILL OF QUANTITIES
#VALUE!
SECTION 2: SOLAR PV / BATTERY SYSTEM
|  | A | B | C | D | E | F | G | H | I | J | K
ITEM No. | DESCRIPTION | UNIT | QUANTITY | SUPPLY RATE (COST) | MARK UP % | SUPPLY RATE (MARKED UP) | Install Rate | MARK UP % | INSTALL RATE (Marked up) | LABOUR TOTAL | RATE (E+H) | TOTAL (BxJ)
2 |  | B: INVERTERS, SOLAR PV MODULES, BATTERIES, AC EQUIPMENT & CABLING
2.1 |  | B: Solar PV Panels
2.1.2 | C block -Supply, Deliver, Install, Test & Commission 550W Canadian Solar Super High Power Mono PERC or Equivalent to Engineer's approval. Inclusive of earthing & bonding complete | ea | 1 | 1948.716 | 25% | 2598.288 | 350 | 15% | 402.5 | 402.5 | 3000.788 | 3000.788
2.2 |  | B: Inverters
2.2.2 | C Block -Supply, Deliver, Install, Test & Commission 150kW 3P ATESS hybrid inverter | ea | 2 | 487501.104 | 20% | 609376.38 | 8000 | 15% | 9200 | 18400 | 618576.38 | 1237152.76
2.3 |  | B: Automatic Transfer Switch (ATS)
2.3.2 | C Block Supply, Deliver, Install, Test & Commission ATESS ATS | ea | 2 | 90693.34 | 20% | 113366.675 | 5700 | 15% | 6555 | 13110 | 119921.675 | 239843.35
2.3.3 | C Block Supply, Deliver, Install, Test & Commission Elum SD Genset controller | No. | 1 | 70000 | 20% | 87500 | 5700 | 15% | 6555 | 6555 | 94055 | 94055
2.4 |  | B: Battery System
2.4.1 | C Block -Supply, Deliver, Install, Test & Commission Lithium Batteries to provide backup. 200/160 HV | ea | 3 | 1087743.096 | 20% | 1359678.87 | 8000 | 15% | 9200 | 27600 | 1368878.87 | 4106636.61
2.4.4
| Supply, Deliver, Install, Test & Commission Fuse Disconnectors with 250A fuses for Battery | ea | 6 | 2172.0165 | 20% | 2715.0206 | 250 | 15% | 287.5 | 1725 | 3002.5206 | 18015.1237
2.5 |  | B: Mounting Structure, Clamps & Walkways
2.5.1 | Mounting Structures. Material to be aluminium and must include a 10 year warranty | ea | 1 | 650 | 20% | 812.5 | 4800 | 15% | 5520 | 5520 | 6332.5 | 6332.5
| Cable Support/Wireways etc. Material to be galvanized steel | Sum | 1 | 10000 | 20% | 12500 | 7500 | 15% | 8625 | 8625 | 21125 | 21125
2.6 |  | B: DC Cabling
2.6.1 | 4mmsq Solar PV DC cables from panels to DC combiner box. Red cable for positive (+) and Black cable for negative (-) to SANS10142-1. UV resistant to EN50618 & TUV certified. Including MC4 connectors complete | m | 0 | 17.0775 | 20% | 21.3469 | 39 | 15% | 44.85 | 0 | 66.1969 | 0
2.6.2 | 70mm2 Single core DC cable for Batteries | m | 20 | 207 | 20% | 258.75 | 65 | 15% | 74.75 | 1495 | 333.5 | 6670
2.6.3 | 50mm2 Single core DC cable for Batteries | m | 0 | 190 | 20% | 237.5 | 65 | 15% | 74.75 | 0 | 312.25 | 0
| 25mm2 Single core DC cable for Batteries | m | 0 | 110 | 20% | 137.5 | 65 | 15% | 74.75 | 0 | 212.25 | 0
2.7 |  | B: DC Combiner Box
2.7.1 | DC Combiner Box including the ffg components: 1000V rating, 1 X MPPT, 8 Inputs & 1 Output, 160A Isolator, Type 1 & 2 Surge Protection device, Inclusive of fuses. | No. | 0 | 16201.644 | 20% | 20252.055 | 500 | 15% | 575 | 0 | 20827.055 | 0
2.7.2 | DC Combiner Box including the ffg components: 1000V rating, 1 X MPPT, 16 Inputs & 1 Output, 160A Isolator, Type 1 & 2 Surge Protection device, Inclusive of fuses. | No. | 6 | 17000 | 20% | 21250 | 500 | 15% | 575 | 3450 | 21825 | 130950
2.8 |  | B: Circuit Breakers
2.8.1 | Supply, Deliver, Install new 400V, 200A, 6kA, 3P,adjustable MCCB | ea | 3 | 2500 | 20% | 3125 | 1400 | 15% | 1610 | 4830 | 4735 | 14205
2.8.2 | Supply, Deliver, Install new 400V, 150A, 6kA, 4P, adjustable MCCB | ea | 16 | 1800 | 20% | 2250 | 1400 | 15% | 1610 | 25760 | 3860 | 61760
2.8.3 | Supply, Deliver, Install new 400V, 80A, 6kA, 3P, MCB | ea | 10 | 660 | 20% | 825 | 1400 | 15% | 1610 | 16100 | 2435 | 24350
2.8.4 | Supply, Deliver, Install new 400V, 80A, 4P N/O Contactor | ea | 0 | 660 | 20% | 825 | 1400 | 15% | 1610 | 0 | 2435 | 0
2.9 |  | B: Distribution Boards
2.9.1 | Supply, Deliver, Install new 8-way LV Distribution Board | ea | 10 | 2500 | 20% | 3125 | 250 | 15% | 287.5 | 2875 | 3412.5 | 34125
2.9.2 | Supply, Deliver, Install new 16-way LV Distribution Board | ea | 16 | 5729 | 20% | 7161.25 | 250 | 15% | 287.5 | 4600 | 7448.75 | 119180
2.9.3 | Supply, Deliver, Install Surge Arrestor Din 3 Pole+Neutral 20kA 1.3kV type 1 & 2 | ea | 26 | 5729 | 20% | 7161.25 | 250 | 15% | 287.5 | 7475 | 7448.75 | 193667.5
| Supply, Deliver, Install new AC protection box 125A | ea | 3 | 48000 | 20% | 60000 | 250 | 15% | 287.5 | 862.5 | 60287.5 | 180862.5
| Supply, Deliver, Install new AC Panel for loads (ATS out) | sum | 1 | 50000 | 20% | 62500 | 250 | 15% | 287.5 | 287.5 | 62787.5 | 62787.5
2.9.4 | Supply, Deliver, Install new 300/5A, 10VA Current transformers as required to integrate the new system | ea | 3 | 350 | 20% | 437.5 | 250 | 15% | 287.5 | 862.5 | 725 | 2175
2.9.5 | Supply, Deliver, Install & Terminate 7C, 4mm control cable between CT's and Inverter | m | 20 | 35 | 20% | 43.75 | 195 | 15% | 224.25 | 4485 | 268 | 5360
2.9.6 | Disconnect & Remove existing equipment as per scope of works | Sum | 1 | 1 | 20% | 1.25 | 7500 | 15% | 8625 | 8625 | 8626.25 | 8626.25
2.1 |  | B: Steel Stand for Equipment
2.10.1 | Fabricate & Install galvanized steel stand for new Inverter. Dimensions: 1200 x 800 x 300mm (L X B X H) | ea | 3 | 10000 | 16% | 11904.7619 | 200 | 15% | 230 | 690 | 12134.7619 | 36404.2857
2.10.2 | Fabricate & Install galvanized steel stand for new ATS. Dimensions: 700 x 500 x 300mm (L X B X H) | ea | 3 | 7500 | 16% | 8928.5714 | 200 | 15% | 230 | 690 | 9158.5714 | 27475.7143
2.11 |  | B: AC CABLING
Supply, Deliver, Install & Test LV ECC CABLES (4 Core Cu PVC/SWA/PVC)
Laid in ground or Clamped to cable ladder or cable tray with K clamps at 1500mm spacing or to manufacturers recommendations. Type: Aberdare, Africa Cables or equal and approved by Engineer
| 95 mm² 4-core | m | 30 | 1520 | 25% | 2026.6667 | 25 | 15% | 28.75 | 862.5 | 2055.4167 | 61662.5
2.11.1 | 70 mm² 4-core | m | 0 | 947.75 | 25% | 1263.6667 | 25 | 15% | 28.75 | 0 | 1292.4167 | 0
2.11.2 | 50 mm² 4-core | m | 0 | 686.12 | 25% | 914.8267 | 25 | 15% | 28.75 | 0 | 943.5767 | 0
2.11.3 | 35 mm² 4-core | m | 30 | 538.9 | 25% | 718.5333 | 25 | 15% | 28.75 | 862.5 | 747.2833 | 22418.5
2.11.4 | 25 mm² 4-core | m | 0 | 450 | 25% | 600 | 25 | 15% | 28.75 | 0 | 628.75 | 0
2.11.5 | 16 mm² 4-core | m | 200 | 380 | 25% | 506.6667 | 25 | 15% | 28.75 | 5750 | 535.4167 | 107083.3333
2.11.6 | 10 mm² 4-core | m | 0 | 215 | 25% | 286.6667 | 25 | 15% | 28.75 | 0 | 315.4167 | 0
2.12 |  | B: GENERAL PURPOSE WIRE
2.12.1 | 35 mm² GPW | m | 50 | 109.45 | 20% | 136.8125 | 50 | 15% | 57.5 | 2875 | 194.3125 | 9715.625
| 16 mm² GPW | m | 50 | 70.6 | 20% | 88.25 | 50 | 15% | 57.5 | 2875 | 145.75 | 7287.5
| 6 mm² GPW | m | 42 | 22.91 | 20% | 28.6375 | 50 | 15% | 57.5 | 2415 | 86.1375 | 3617.775
2.13 |  | B: SURFIX
2.13.1 | 1.5 mm² 2C + E Surfix | m | 20 | 25 | 20% | 31.25 |  | 15% | 0 | 0 | 31.25 | 625
2.13.2 | 2.5 mm² 2C + E Surfix | m | 20 | 33 | 20% | 41.25 |  | 15% | 0 | 0 | 41.25 | 825
2.13.3 | 4 mm² 2C + E Surfix | m | 0 | 37 | 20% | 46.25 |  | 15% | 0 | 0 | 46.25 | 0
2.14 |  | B: CABLE TERMINATIONS (1, or 4 Core Cu PVC/SWA/PVC or Flexible)
Cable terminations complete with compatible glands, lugs and shrouds to suite cable type to SABS requirements & Specifications:
| 95 mm² 4-core | ea | 13 | 1210 | 20% | 1512.5 | 525 | 15% | 603.75 | 7848.75 | 2116.25 | 27511.25
2.14.1 | 70 mm² 4-core | ea | 0 | 827.794 | 20% | 1034.7425 | 525 | 15% | 603.75 | 0 | 1638.4925 | 0
| 95 mm² 1-core | ea | 10 | 500 | 20% | 625 | 525 | 15% | 603.75 | 6037.5 | 1228.75 | 12287.5
2.14.2 | 70 mm² 1-core | ea | 0 | 385 | 20% | 481.25 | 525 | 15% | 603.75 | 0 | 1085 | 0
2.14.3 | 50 mm² 4-core | ea | 0 | 550 | 20% | 687.5 | 525 | 15% | 603.75 | 0 | 1291.25 | 0
2.14.4 | 35 mm² 4-core | ea | 16 | 350 | 20% | 437.5 | 525 | 15% | 603.75 | 9660 | 1041.25 | 16660
2.14.5 | 25 mm² 4-core | ea | 0 |  |  | 0 | 525 | 15% | 603.75 | 0 | 603.75 | 0
2.14.6 | 16 mm² 4-core | ea | 10 | 350 | 20% | 437.5 | 525 | 15% | 603.75 | 6037.5 | 1041.25 | 10412.5
2.14.7 | 10 mm² 4-core | ea | 0 | 350 | 20% | 437.5 | 525 | 15% | 603.75 | 0 | 1041.25 | 0
2.14.8 | 35 mm² 1-core | ea | 0 |  |  | 0 | 525 | 15% | 603.75 | 0 | 603.75 | 0
2.14.9 | 25 mm² 1-core | ea | 0 | 250 | 20% | 312.5 | 525 | 15% | 603.75 | 0 | 916.25 | 0
2.14.10 | 16 mm² 1-core | ea | 0 | 500 | 20% | 625 | 525 | 15% | 603.75 | 0 | 1228.75 | 0
2.14.11 | 10 mm² 1-core | ea | 0 | 500 | 20% | 625 | 525 | 15% | 603.75 | 0 | 1228.75 | 0
2.15 |  | B: INSULATED COPPER EARTH WIRE
Black insulated stranded copper earth wire strapped to cable at 2000mm centres with PVC cable ties or approved method:
2.15.1 | 35 mm² | m | 0 | 4620 | 20% | 5775 | 315 | 15% | 362.25 | 0 | 6137.25 | 0
2.15.2 | 6 mm² | m | 500 | 30 | 20% | 37.5 | 15 | 15% | 17.25 | 8625 | 54.75 | 27375
2.16 |  | B: COMMUNICATIONS CABLE
2.16.1 | Supply, deliver, Install & terminate CAT 6 communications cable (including connectors) as per scope of work | m | 10 | 5 | 20% | 6.25 | 300 | 15% | 345 | 3450 | 351.25 | 3512.5
2.17 |  | B: TRENCHING & BACKFILLING
Trench depth to be 600mm deep
2.17.1 | Trenching & backfilling of cables in soft pickable soil as per scope of work. Including importing of backfill material as required. Including cable warning tape | Sum | 0 |  | 20% | 0 | 39200 | 15% | 45080 | 0 | 45080 | 0
2.17.2 | Trenching & backfilling of cables in hard rock as per scope of work. Including importing of backfill material as required. Including cable warning tape | Sum | 0 |  | 20% | 0 | 39200 | 15% | 45080 | 0 | 45080 | 0
2.17.3 | Supply & Install 50mm diameter PVC sleeves including bends and connectors | Sum | 0 | 3500 | 20% | 4375 | 750 | 15% | 862.5 | 0 | 5237.5 | 0
2.17.4 | Re-instatement of existing concrete surfaces | Sum | 0 | 13500 | 20% | 16875 | 5 | 15% | 5.75 | 0 | 16880.75 | 0
2.18 |  | B: Tree cutting & trimming
2.18.1 | Tree cutting & trimming as required | Sum | 2 | 10000 | 20% | 12500 | 7500 |  |  | 15000 | 12500 | 25000
0
2.19 | Lighting Protection System | I: 0
2.19.1 | Design, Supply, Test & Install Lighting Protection System by Specialist | Sum | 1 | 25000 | 0% | 25000 | 0 |  |  | 0 | 25000 | 25000
2.2 | Earthing System | I: 0
2.20.1 | Design, Supply, Test & Install Earthing System by Specialist | Sum | 1 | 15000 | 0% | 15000 | 0 |  |  | 0 | 15000 | 15000
2.21 | Cerificate of Compliance | I: 0
2.21.1 | Issuing of CoC for new system as per SANS 10142-1 | Sum | 1 | 5000 | 0% | 5000 | 0 |  |  | 0 | 5000 | 5000
2.21.2 | Provisional Sum for rectification of existing defects in order to issue CoC | Sum | 1 | 50000 | 0% | 50000 | 0 |  |  | 0 | 50000 | 50000
2.22 | SUNDRY ITEMS | I: 0
0
2.22.1 | All items such as bolts, nuts, mounting screws, scruits midget, connector blocks, cable ties, cable/tray clamps etc. to provide a fully functional and compliant system | Sum | 1 | 15000 | 20% | 18750 | 1 |  |  | 1 | 18751 | 18751
| Carried to summary | I: 237324.75; K: 7084504.8651 | 8147180.5948

## SECT 2- C Block MaxPV&Bat 2.5hr (hidden)
BILL OF QUANTITIES
#VALUE!
SECTION 2: SOLAR PV / BATTERY SYSTEM
|  | A | B | C | D | E | F | G | H | I | J | K
ITEM No. | DESCRIPTION | UNIT | QUANTITY | SUPPLY RATE (COST) | MARK UP % | SUPPLY RATE (MARKED UP) | Install Rate | MARK UP % | INSTALL RATE (Marked up) | LABOUR TOTAL | RATE (E+H) | TOTAL (BxJ)
2 |  | B: INVERTERS, SOLAR PV MODULES, BATTERIES, AC EQUIPMENT & CABLING
2.1 |  | B: Solar PV Panels
2.1.2 | C block -Supply, Deliver, Install, Test & Commission 550W Canadian Solar Super High Power Mono PERC or Equivalent to Engineer's approval. Inclusive of earthing & bonding complete | ea | 983 | 1948.716 | 25% | 2598.288 | 350 | 15% | 402.5 | 395657.5 | 3000.788 | 2949774.604
2.2 |  | B: Inverters
2.2.2 | C Block -Supply, Deliver, Install, Test & Commission 150kW 3P ATESS hybrid inverter | ea | 3 | 487501.104 | 20% | 609376.38 | 8000 | 15% | 9200 | 27600 | 618576.38 | 1855729.14
2.3 |  | B: Automatic Transfer Switch (ATS)
2.3.2 | C Block Supply, Deliver, Install, Test & Commission ATESS ATS | ea | 3 | 90693.34 | 20% | 113366.675 | 5700 | 15% | 6555 | 19665 | 119921.675 | 359765.025
2.3.3 | C Block Supply, Deliver, Install, Test & Commission Elum SD Genset controller | No. | 1 | 70000 | 20% | 87500 | 5700 | 15% | 6555 | 6555 | 94055 | 94055
2.4 |  | B: Battery System
2.4.1 | C Block -Supply, Deliver, Install, Test & Commission Lithium Batteries to provide backup. 200/160 HV | ea | 3 | 1087743.096 | 20% | 1359678.87 | 8000 | 15% | 9200 | 27600 | 1368878.87 | 4106636.61
2.4.4
| Supply, Deliver, Install, Test & Commission Fuse Disconnectors with 250A fuses for Battery | ea | 6 | 2172.0165 | 20% | 2715.0206 | 250 | 15% | 287.5 | 1725 | 3002.5206 | 18015.1237
2.5 |  | B: Mounting Structure, Clamps & Walkways
2.5.1 | Mounting Structures. Material to be aluminium and must include a 10 year warranty | ea | 983 | 650 | 20% | 812.5 | 4.883 | 15% | 5.6155 | 5520 | 818.1155 | 804207.5
| Cable Support/Wireways etc. Material to be galvanized steel | Sum | 1 | 10000 | 20% | 12500 | 7500 | 15% | 8625 | 8625 | 21125 | 21125
2.6 |  | B: DC Cabling
2.6.1 | 4mmsq Solar PV DC cables from panels to DC combiner box. Red cable for positive (+) and Black cable for negative (-) to SANS10142-1. UV resistant to EN50618 & TUV certified. Including MC4 connectors complete | m | 2000 | 17.0775 | 20% | 21.3469 | 39 | 15% | 44.85 | 89700 | 66.1969 | 132393.75
2.6.2 | 70mm2 Single core DC cable for Batteries | m | 20 | 207 | 20% | 258.75 | 65 | 15% | 74.75 | 1495 | 333.5 | 6670
2.6.3 | 50mm2 Single core DC cable for Batteries | m | 0 | 190 | 20% | 237.5 | 65 | 15% | 74.75 | 0 | 312.25 | 0
| 25mm2 Single core DC cable for Batteries | m | 0 | 110 | 20% | 137.5 | 65 | 15% | 74.75 | 0 | 212.25 | 0
2.7 |  | B: DC Combiner Box
2.7.1 | DC Combiner Box including the ffg components: 1000V rating, 1 X MPPT, 8 Inputs & 1 Output, 160A Isolator, Type 1 & 2 Surge Protection device, Inclusive of fuses. | No. | 0 | 16201.644 | 20% | 20252.055 | 500 | 15% | 575 | 0 | 20827.055 | 0
2.7.2 | DC Combiner Box including the ffg components: 1000V rating, 1 X MPPT, 16 Inputs & 1 Output, 160A Isolator, Type 1 & 2 Surge Protection device, Inclusive of fuses. | No. | 6 | 17000 | 20% | 21250 | 500 | 15% | 575 | 3450 | 21825 | 130950
2.8 |  | B: Circuit Breakers
2.8.1 | Supply, Deliver, Install new 400V, 200A, 6kA, 3P,adjustable MCCB | ea | 3 | 2500 | 20% | 3125 | 1400 | 15% | 1610 | 4830 | 4735 | 14205
2.8.2 | Supply, Deliver, Install new 400V, 150A, 6kA, 4P, adjustable MCCB | ea | 16 | 1800 | 20% | 2250 | 1400 | 15% | 1610 | 25760 | 3860 | 61760
2.8.3 | Supply, Deliver, Install new 400V, 80A, 6kA, 3P, MCB | ea | 10 | 660 | 20% | 825 | 1400 | 15% | 1610 | 16100 | 2435 | 24350
2.8.4 | Supply, Deliver, Install new 400V, 80A, 4P N/O Contactor | ea | 0 | 660 | 20% | 825 | 1400 | 15% | 1610 | 0 | 2435 | 0
2.9 |  | B: Distribution Boards
2.9.1 | Supply, Deliver, Install new 8-way LV Distribution Board | ea | 10 | 2500 | 20% | 3125 | 250 | 15% | 287.5 | 2875 | 3412.5 | 34125
2.9.2 | Supply, Deliver, Install new 16-way LV Distribution Board | ea | 16 | 5729 | 20% | 7161.25 | 250 | 15% | 287.5 | 4600 | 7448.75 | 119180
2.9.3 | Supply, Deliver, Install Surge Arrestor Din 3 Pole+Neutral 20kA 1.3kV type 1 & 2 | ea | 26 | 5729 | 20% | 7161.25 | 250 | 15% | 287.5 | 7475 | 7448.75 | 193667.5
| Supply, Deliver, Install new AC protection box 125A | ea | 3 | 48000 | 20% | 60000 | 250 | 15% | 287.5 | 862.5 | 60287.5 | 180862.5
| Supply, Deliver, Install new AC Panel for loads (ATS out) | sum | 1 | 50000 | 20% | 62500 | 250 | 15% | 287.5 | 287.5 | 62787.5 | 62787.5
2.9.4 | Supply, Deliver, Install new 300/5A, 10VA Current transformers as required to integrate the new system | ea | 3 | 350 | 20% | 437.5 | 250 | 15% | 287.5 | 862.5 | 725 | 2175
2.9.5 | Supply, Deliver, Install & Terminate 7C, 4mm control cable between CT's and Inverter | m | 20 | 35 | 20% | 43.75 | 195 | 15% | 224.25 | 4485 | 268 | 5360
2.9.6 | Disconnect & Remove existing equipment as per scope of works | Sum | 1 | 1 | 20% | 1.25 | 7500 | 15% | 8625 | 8625 | 8626.25 | 8626.25
2.1 |  | B: Steel Stand for Equipment
2.10.1 | Fabricate & Install galvanized steel stand for new Inverter. Dimensions: 1200 x 800 x 300mm (L X B X H) | ea | 3 | 10000 | 16% | 11904.7619 | 200 | 15% | 230 | 690 | 12134.7619 | 36404.2857
2.10.2 | Fabricate & Install galvanized steel stand for new ATS. Dimensions: 700 x 500 x 300mm (L X B X H) | ea | 3 | 7500 | 16% | 8928.5714 | 200 | 15% | 230 | 690 | 9158.5714 | 27475.7143
2.11 |  | B: AC CABLING
Supply, Deliver, Install & Test LV ECC CABLES (4 Core Cu PVC/SWA/PVC)
Laid in ground or Clamped to cable ladder or cable tray with K clamps at 1500mm spacing or to manufacturers recommendations. Type: Aberdare, Africa Cables or equal and approved by Engineer
| 95 mm² 4-core | m | 30 | 1520 | 25% | 2026.6667 | 25 | 15% | 28.75 | 862.5 | 2055.4167 | 61662.5
2.11.1 | 70 mm² 4-core | m | 0 | 947.75 | 25% | 1263.6667 | 25 | 15% | 28.75 | 0 | 1292.4167 | 0
2.11.2 | 50 mm² 4-core | m | 0 | 686.12 | 25% | 914.8267 | 25 | 15% | 28.75 | 0 | 943.5767 | 0
2.11.3 | 35 mm² 4-core | m | 30 | 538.9 | 25% | 718.5333 | 25 | 15% | 28.75 | 862.5 | 747.2833 | 22418.5
2.11.4 | 25 mm² 4-core | m | 0 | 450 | 25% | 600 | 25 | 15% | 28.75 | 0 | 628.75 | 0
2.11.5 | 16 mm² 4-core | m | 200 | 380 | 25% | 506.6667 | 25 | 15% | 28.75 | 5750 | 535.4167 | 107083.3333
2.11.6 | 10 mm² 4-core | m | 0 | 215 | 25% | 286.6667 | 25 | 15% | 28.75 | 0 | 315.4167 | 0
2.12 |  | B: GENERAL PURPOSE WIRE
2.12.1 | 35 mm² GPW | m | 50 | 109.45 | 20% | 136.8125 | 50 | 15% | 57.5 | 2875 | 194.3125 | 9715.625
| 16 mm² GPW | m | 50 | 70.6 | 20% | 88.25 | 50 | 15% | 57.5 | 2875 | 145.75 | 7287.5
| 6 mm² GPW | m | 42 | 22.91 | 20% | 28.6375 | 50 | 15% | 57.5 | 2415 | 86.1375 | 3617.775
2.13 |  | B: SURFIX
2.13.1 | 1.5 mm² 2C + E Surfix | m | 20 | 25 | 20% | 31.25 |  | 15% | 0 | 0 | 31.25 | 625
2.13.2 | 2.5 mm² 2C + E Surfix | m | 20 | 33 | 20% | 41.25 |  | 15% | 0 | 0 | 41.25 | 825
2.13.3 | 4 mm² 2C + E Surfix | m | 0 | 37 | 20% | 46.25 |  | 15% | 0 | 0 | 46.25 | 0
2.14 |  | B: CABLE TERMINATIONS (1, or 4 Core Cu PVC/SWA/PVC or Flexible)
Cable terminations complete with compatible glands, lugs and shrouds to suite cable type to SABS requirements & Specifications:
| 95 mm² 4-core | ea | 13 | 1210 | 20% | 1512.5 | 525 | 15% | 603.75 | 7848.75 | 2116.25 | 27511.25
2.14.1 | 70 mm² 4-core | ea | 0 | 827.794 | 20% | 1034.7425 | 525 | 15% | 603.75 | 0 | 1638.4925 | 0
| 95 mm² 1-core | ea | 10 | 500 | 20% | 625 | 525 | 15% | 603.75 | 6037.5 | 1228.75 | 12287.5
2.14.2 | 70 mm² 1-core | ea | 0 | 385 | 20% | 481.25 | 525 | 15% | 603.75 | 0 | 1085 | 0
2.14.3 | 50 mm² 4-core | ea | 0 | 550 | 20% | 687.5 | 525 | 15% | 603.75 | 0 | 1291.25 | 0
2.14.4 | 35 mm² 4-core | ea | 16 | 350 | 20% | 437.5 | 525 | 15% | 603.75 | 9660 | 1041.25 | 16660
2.14.5 | 25 mm² 4-core | ea | 0 |  |  | 0 | 525 | 15% | 603.75 | 0 | 603.75 | 0
2.14.6 | 16 mm² 4-core | ea | 10 | 350 | 20% | 437.5 | 525 | 15% | 603.75 | 6037.5 | 1041.25 | 10412.5
2.14.7 | 10 mm² 4-core | ea | 0 | 350 | 20% | 437.5 | 525 | 15% | 603.75 | 0 | 1041.25 | 0
2.14.8 | 35 mm² 1-core | ea | 0 |  |  | 0 | 525 | 15% | 603.75 | 0 | 603.75 | 0
2.14.9 | 25 mm² 1-core | ea | 0 | 250 | 20% | 312.5 | 525 | 15% | 603.75 | 0 | 916.25 | 0
2.14.10 | 16 mm² 1-core | ea | 0 | 500 | 20% | 625 | 525 | 15% | 603.75 | 0 | 1228.75 | 0
2.14.11 | 10 mm² 1-core | ea | 0 | 500 | 20% | 625 | 525 | 15% | 603.75 | 0 | 1228.75 | 0
2.15 |  | B: INSULATED COPPER EARTH WIRE
Black insulated stranded copper earth wire strapped to cable at 2000mm centres with PVC cable ties or approved method:
2.15.1 | 35 mm² | m | 0 | 4620 | 20% | 5775 | 315 | 15% | 362.25 | 0 | 6137.25 | 0
2.15.2 | 6 mm² | m | 500 | 30 | 20% | 37.5 | 15 | 15% | 17.25 | 8625 | 54.75 | 27375
2.16 |  | B: COMMUNICATIONS CABLE
2.16.1 | Supply, deliver, Install & terminate CAT 6 communications cable (including connectors) as per scope of work | m | 10 | 5 | 20% | 6.25 | 300 | 15% | 345 | 3450 | 351.25 | 3512.5
2.17 |  | B: TRENCHING & BACKFILLING
Trench depth to be 600mm deep
2.17.1 | Trenching & backfilling of cables in soft pickable soil as per scope of work. Including importing of backfill material as required. Including cable warning tape | Sum | 0 |  | 20% | 0 | 39200 | 15% | 45080 | 0 | 45080 | 0
2.17.2 | Trenching & backfilling of cables in hard rock as per scope of work. Including importing of backfill material as required. Including cable warning tape | Sum | 0 |  | 20% | 0 | 39200 | 15% | 45080 | 0 | 45080 | 0
2.17.3 | Supply & Install 50mm diameter PVC sleeves including bends and connectors | Sum | 0 | 3500 | 20% | 4375 | 750 | 15% | 862.5 | 0 | 5237.5 | 0
2.17.4 | Re-instatement of existing concrete surfaces | Sum | 0 | 13500 | 20% | 16875 | 5 | 15% | 5.75 | 0 | 16880.75 | 0
2.18 |  | B: Tree cutting & trimming
2.18.1 | Tree cutting & trimming as required | Sum | 2 | 10000 | 20% | 12500 | 7500 |  |  | 15000 | 12500 | 25000
0
2.19 | Lighting Protection System | I: 0
2.19.1 | Design, Supply, Test & Install Lighting Protection System by Specialist | Sum | 1 | 25000 | 0% | 25000 | 0 |  |  | 0 | 25000 | 25000
2.2 | Earthing System | I: 0
2.20.1 | Design, Supply, Test & Install Earthing System by Specialist | Sum | 1 | 15000 | 0% | 15000 | 0 |  |  | 0 | 15000 | 15000
2.21 | Cerificate of Compliance | I: 0
2.21.1 | Issuing of CoC for new system as per SANS 10142-1 | Sum | 1 | 5000 | 0% | 5000 | 0 |  |  | 0 | 5000 | 5000
2.21.2 | Provisional Sum for rectification of existing defects in order to issue CoC | Sum | 1 | 50000 | 0% | 50000 | 0 |  |  | 0 | 50000 | 50000
2.22 | SUNDRY ITEMS | I: 0
0
2.22.1 | All items such as bolts, nuts, mounting screws, scruits midget, connector blocks, cable ties, cable/tray clamps etc. to provide a fully functional and compliant system | Sum | 1 | 15000 | 20% | 18750 | 1 |  |  | 1 | 18751 | 18751
| Carried to summary | I: 738034.75; K: 11700045.4861 | 13455052.309

## SECT 2- Old Engineering Block (hidden)
BILL OF QUANTITIES
#VALUE!
SECTION 2: SOLAR PV / BATTERY SYSTEM
|  | A | B | C | D | E | F | G | H | I | J | K
ITEM No. | DESCRIPTION | UNIT | QUANTITY | SUPPLY RATE (COST) | MARK UP % | SUPPLY RATE (MARKED UP) | Install Rate | MARK UP % | INSTALL RATE (Marked up) | LABOUR TOTAL | RATE (E+H) | TOTAL (BxJ)
2 |  | B: INVERTERS, SOLAR PV MODULES, BATTERIES, AC EQUIPMENT & CABLING
2.1 |  | B: Solar PV Panels
2.1.2 | OE block -Supply, Deliver, Install, Test & Commission 550W Canadian Solar Super High Power Mono PERC or Equivalent to Engineer's approval. Inclusive of earthing & bonding complete | ea | 140 | 1948.716 | 25% | 2598.288 | 350 | 15% | 402.5 | 56350 | 3000.788 | 420110.32
2.2 |  | B: Inverters
2.2.2 | OE Block -Supply, Deliver, Install, Test & Commission 12kW 3P Sunsynk hybrid inverter | ea | 5 | 45148.512 | 20% | 56435.64 | 8000 | 15% | 9200 | 46000 | 65635.64 | 328178.2
2.3 |  | B: Automatic Transfer Switch (ATS)
2.3.2 | OE Block Supply, Deliver, Install, Test & Commission 4P ATS 100A | ea | 6 | 1200 | 20% | 1500 | 5700 | 15% | 6555 | 39330 | 8055 | 48330
2.3.3 | OE Block Supply, Deliver, Install, Test & Commission Elum SD Genset controller | No. | 3 | 70000 | 20% | 87500 | 5700 | 15% | 6555 | 19665 | 94055 | 282165
2.4 |  | B: Battery System
2.4.1 | OE Block -Supply, Deliver, Install, Test & Commission Lithium Batteries to provide backup. 20/16 LV | ea | 1 | 99939.816 | 20% | 124924.77 | 8000 | 15% | 9200 | 9200 | 134124.77 | 134124.77
| OE Block -Supply, Deliver, Install, Test & Commission Lithium Batteries to provide backup. 30/24 LV | ea | 1 | 153669.276 | 20% | 192086.595 | 8000 | 15% | 9200 | 9200 | 201286.595 | 201286.595
| OE Block -Supply, Deliver, Install, Test & Commission Lithium Batteries to provide backup. 60/48 LV | ea | 2 | 297929.664 | 20% | 372412.08 | 8000 | 15% | 9200 | 18400 | 381612.08 | 763224.16
2.4.4
| Supply, Deliver, Install, Test & Commission Fuse Disconnectors with 250A fuses for Battery | ea | 4 | 2172.0165 | 20% | 2715.0206 | 250 | 15% | 287.5 | 1150 | 3002.5206 | 12010.0825
2.5 |  | B: Mounting Structure, Clamps & Walkways
2.5.1 | Mounting Structures. Material to be aluminium and must include a 10 year warranty | ea | 140 | 650 | 20% | 812.5 | 34.2857 | 15% | 39.4286 | 5520 | 851.9286 | 119270
| Cable Support/Wireways etc. Material to be galvanized steel | Sum | 1 | 10000 | 20% | 12500 | 7500 | 15% | 8625 | 8625 | 21125 | 21125
2.6 |  | B: DC Cabling
2.6.1 | 4mmsq Solar PV DC cables from panels to DC combiner box. Red cable for positive (+) and Black cable for negative (-) to SANS10142-1. UV resistant to EN50618 & TUV certified. Including MC4 connectors complete | m | 750 | 17.0775 | 20% | 21.3469 | 39 | 15% | 44.85 | 33637.5 | 66.1969 | 49647.6562
2.6.2 | 70mm2 Single core DC cable for Batteries | m | 32 | 300 | 20% | 375 | 65 | 15% | 74.75 | 2392 | 449.75 | 14392
2.6.3 | 50mm2 Single core DC cable for Batteries | m | 0 | 190 | 20% | 237.5 | 65 | 15% | 74.75 | 0 | 312.25 | 0
| 25mm2 Single core DC cable for Batteries | m | 0 | 110 | 20% | 137.5 | 65 | 15% | 74.75 | 0 | 212.25 | 0
2.7 |  | B: DC Combiner Box
2.7.1 | DC Combiner Box including the ffg components: 1000V rating, 1 X MPPT, 8 Inputs & 1 Output, 160A Isolator, Type 1 & 2 Surge Protection device, Inclusive of fuses. | No. | 0 | 16201.644 | 20% | 20252.055 | 500 | 15% | 575 | 0 | 20827.055 | 0
2.7.2 | DC Combiner Box including the ffg components: 1000V rating, 2X MPPT, 2 Inputs & 2 Output, 25A Isolator, Type 1 & 2 Surge Protection device, Inclusive of fuses. | No. | 5 | 2000 | 20% | 2500 | 500 | 15% | 575 | 2875 | 3075 | 15375
2.8 |  | B: Circuit Breakers
2.8.1 | Supply, Deliver, Install new 400V, 200A, 6kA, 3P,adjustable MCCB | ea | 0 | 2500 | 20% | 3125 | 1400 | 15% | 1610 | 0 | 4735 | 0
2.8.2 | Supply, Deliver, Install new 400V, 150A, 6kA, 4P, adjustable MCCB | ea | 9 | 1800 | 20% | 2250 | 1400 | 15% | 1610 | 14490 | 3860 | 34740
2.8.3 | Supply, Deliver, Install new 400V, 80A, 6kA, 3P, MCB | ea | 6 | 660 | 20% | 825 | 1400 | 15% | 1610 | 9660 | 2435 | 14610
2.8.4 | Supply, Deliver, Install new 400V, 80A, 4P N/O Contactor | ea | 6 | 660 | 20% | 825 | 1400 | 15% | 1610 | 9660 | 2435 | 14610
2.9 |  | B: Distribution Boards
2.9.1 | Supply, Deliver, Install new 8-way LV Distribution Board | ea | 0 | 2500 | 20% | 3125 | 250 | 15% | 287.5 | 0 | 3412.5 | 0
2.9.2 | Supply, Deliver, Install new 16-way LV Distribution Board | ea | 6 | 5729 | 20% | 7161.25 | 250 | 15% | 287.5 | 1725 | 7448.75 | 44692.5
2.9.3 | Supply, Deliver, Install Surge Arrestor Din 3 Pole+Neutral 20kA 1.3kV type 1 & 2 | ea | 6 | 5729 | 20% | 7161.25 | 250 | 15% | 287.5 | 1725 | 7448.75 | 44692.5
| Supply, Deliver, Install new AC protection box 125A | ea | 3 | 48000 | 20% | 60000 | 250 | 15% | 287.5 | 862.5 | 60287.5 | 180862.5
| Supply, Deliver, Install new AC Panel for loads (ATS out) | sum | 0 | 50000 | 20% | 62500 | 250 | 15% | 287.5 | 0 | 62787.5 | 0
2.9.4 | Supply, Deliver, Install new 300/5A, 10VA Current transformers as required to integrate the new system | ea | 3 | 350 | 20% | 437.5 | 250 | 15% | 287.5 | 862.5 | 725 | 2175
2.9.5 | Supply, Deliver, Install & Terminate 7C, 4mm control cable between CT's and Inverter | m | 20 | 35 | 20% | 43.75 | 195 | 15% | 224.25 | 4485 | 268 | 5360
2.9.6 | Disconnect & Remove existing equipment as per scope of works | Sum | 1 | 1 | 20% | 1.25 | 7500 | 15% | 8625 | 8625 | 8626.25 | 8626.25
2.1 |  | B: Steel Stand for Equipment
2.10.1 | Fabricate & Install galvanized steel stand for new Inverter. Dimensions: 1200 x 800 x 300mm (L X B X H) | ea | 5 | 10000 | 16% | 11904.7619 | 200 | 15% | 230 | 1150 | 12134.7619 | 60673.8095
2.10.2 | Fabricate & Install galvanized steel stand for new ATS. Dimensions: 700 x 500 x 300mm (L X B X H) | ea | 5 | 7500 | 16% | 8928.5714 | 200 | 15% | 230 | 1150 | 9158.5714 | 45792.8571
2.11 |  | B: AC CABLING
Supply, Deliver, Install & Test LV ECC CABLES (4 Core Cu PVC/SWA/PVC)
Laid in ground or Clamped to cable ladder or cable tray with K clamps at 1500mm spacing or to manufacturers recommendations. Type: Aberdare, Africa Cables or equal and approved by Engineer
| 95 mm² 4-core | m | 0 | 1520 | 25% | 2026.6667 | 25 | 15% | 28.75 | 0 | 2055.4167 | 0
2.11.1 | 70 mm² 4-core | m | 10 | 947.75 | 25% | 1263.6667 | 25 | 15% | 28.75 | 287.5 | 1292.4167 | 12924.1667
2.11.2 | 50 mm² 4-core | m | 0 | 686.12 | 25% | 914.8267 | 25 | 15% | 28.75 | 0 | 943.5767 | 0
2.11.3 | 35 mm² 4-core | m | 0 | 538.9 | 25% | 718.5333 | 25 | 15% | 28.75 | 0 | 747.2833 | 0
2.11.4 | 25 mm² 4-core | m | 0 | 450 | 25% | 600 | 25 | 15% | 28.75 | 0 | 628.75 | 0
2.11.5 | 16 mm² 4-core | m | 60 | 380 | 25% | 506.6667 | 25 | 15% | 28.75 | 1725 | 535.4167 | 32125
2.11.6 | 10 mm² 4-core | m | 0 | 215 | 25% | 286.6667 | 25 | 15% | 28.75 | 0 | 315.4167 | 0
2.12 |  | B: GENERAL PURPOSE WIRE
2.12.1 | 35 mm² GPW | m | 0 | 109.45 | 20% | 136.8125 | 50 | 15% | 57.5 | 0 | 194.3125 | 0
| 16 mm² GPW | m | 80 | 70.6 | 20% | 88.25 | 50 | 15% | 57.5 | 4600 | 145.75 | 11660
| 6 mm² GPW | m | 80 | 22.91 | 20% | 28.6375 | 50 | 15% | 57.5 | 4600 | 86.1375 | 6891
2.13 |  | B: SURFIX
2.13.1 | 1.5 mm² 2C + E Surfix | m | 20 | 25 | 20% | 31.25 |  | 15% | 0 | 0 | 31.25 | 625
2.13.2 | 2.5 mm² 2C + E Surfix | m | 20 | 33 | 20% | 41.25 |  | 15% | 0 | 0 | 41.25 | 825
2.13.3 | 4 mm² 2C + E Surfix | m | 0 | 37 | 20% | 46.25 |  | 15% | 0 | 0 | 46.25 | 0
2.14 |  | B: CABLE TERMINATIONS (1, or 4 Core Cu PVC/SWA/PVC or Flexible)
Cable terminations complete with compatible glands, lugs and shrouds to suite cable type to SABS requirements & Specifications:
| 95 mm² 4-core | ea | 0 | 1210 | 20% | 1512.5 | 525 | 15% | 603.75 | 0 | 2116.25 | 0
2.14.1 | 70 mm² 4-core | ea | 12 | 827.794 | 20% | 1034.7425 | 525 | 15% | 603.75 | 7245 | 1638.4925 | 19661.91
| 95 mm² 1-core | ea | 24 | 500 | 20% | 625 | 525 | 15% | 603.75 | 14490 | 1228.75 | 29490
2.14.2 | 70 mm² 1-core | ea | 0 | 385 | 20% | 481.25 | 525 | 15% | 603.75 | 0 | 1085 | 0
2.14.3 | 50 mm² 1-core | ea | 24 | 300 | 20% | 375 | 525 | 15% | 603.75 | 14490 | 978.75 | 23490
2.14.4 | 35 mm² 4-core | ea | 0 | 350 | 20% | 437.5 | 525 | 15% | 603.75 | 0 | 1041.25 | 0
2.14.5 | 25 mm² 4-core | ea | 0 |  |  | 0 | 525 | 15% | 603.75 | 0 | 603.75 | 0
2.14.6 | 16 mm² 4-core | ea | 26 | 350 | 20% | 437.5 | 525 | 15% | 603.75 | 15697.5 | 1041.25 | 27072.5
2.14.7 | 10 mm² 4-core | ea | 0 | 350 | 20% | 437.5 | 525 | 15% | 603.75 | 0 | 1041.25 | 0
2.14.8 | 35 mm² 1-core | ea | 0 |  |  | 0 | 525 | 15% | 603.75 | 0 | 603.75 | 0
2.14.9 | 25 mm² 1-core | ea | 0 | 250 | 20% | 312.5 | 525 | 15% | 603.75 | 0 | 916.25 | 0
2.14.10 | 16 mm² 1-core | ea | 0 | 500 | 20% | 625 | 525 | 15% | 603.75 | 0 | 1228.75 | 0
2.14.11 | 10 mm² 1-core | ea | 0 | 500 | 20% | 625 | 525 | 15% | 603.75 | 0 | 1228.75 | 0
2.15 |  | B: INSULATED COPPER EARTH WIRE
Black insulated stranded copper earth wire strapped to cable at 2000mm centres with PVC cable ties or approved method:
2.15.1 | 35 mm² | m | 0 | 4620 | 20% | 5775 | 315 | 15% | 362.25 | 0 | 6137.25 | 0
2.15.2 | 6 mm² | m | 250 | 30 | 20% | 37.5 | 15 | 15% | 17.25 | 4312.5 | 54.75 | 13687.5
2.16 |  | B: COMMUNICATIONS CABLE
2.16.1 | Supply, deliver, Install & terminate CAT 6 communications cable (including connectors) as per scope of work | m | 10 | 5 | 20% | 6.25 | 300 | 15% | 345 | 3450 | 351.25 | 3512.5
2.17 |  | B: TRENCHING & BACKFILLING
Trench depth to be 600mm deep
2.17.1 | Trenching & backfilling of cables in soft pickable soil as per scope of work. Including importing of backfill material as required. Including cable warning tape | Sum | 0 |  | 20% | 0 | 39200 | 15% | 45080 | 0 | 45080 | 0
2.17.2 | Trenching & backfilling of cables in hard rock as per scope of work. Including importing of backfill material as required. Including cable warning tape | Sum | 0 |  | 20% | 0 | 39200 | 15% | 45080 | 0 | 45080 | 0
2.17.3 | Supply & Install 50mm diameter PVC sleeves including bends and connectors | Sum | 0 | 3500 | 20% | 4375 | 750 | 15% | 862.5 | 0 | 5237.5 | 0
2.17.4 | Re-instatement of existing concrete surfaces | Sum | 0 | 13500 | 20% | 16875 | 5 | 15% | 5.75 | 0 | 16880.75 | 0
2.18 |  | B: Tree cutting & trimming
2.18.1 | Tree cutting & trimming as required | Sum | 0 | 10000 | 20% | 12500 | 7500 |  |  | 0 | 12500 | 0
0
2.19 | Lighting Protection System | I: 0
2.19.1 | Design, Supply, Test & Install Lighting Protection System by Specialist | Sum | 1 | 25000 | 0% | 25000 | 0 |  |  | 0 | 25000 | 25000
2.2 | Earthing System | I: 0
2.20.1 | Design, Supply, Test & Install Earthing System by Specialist | Sum | 1 | 15000 | 0% | 15000 | 0 |  |  | 0 | 15000 | 15000
2.21 | Cerificate of Compliance | I: 0
2.21.1 | Issuing of CoC for new system as per SANS 10142-1 | Sum | 1 | 5000 | 0% | 5000 | 0 |  |  | 0 | 5000 | 5000
2.21.2 | Provisional Sum for rectification of existing defects in order to issue CoC | Sum | 1 | 50000 | 0% | 50000 | 0 |  |  | 0 | 50000 | 50000
2.22 | SUNDRY ITEMS | I: 0
0
2.22.1 | All items such as bolts, nuts, mounting screws, scruits midget, connector blocks, cable ties, cable/tray clamps etc. to provide a fully functional and compliant system | Sum | 1 | 15000 | 20% | 18750 | 1 |  |  | 1 | 18751 | 18751
| Carried to summary | I: 377638; K: 3161789.7771

## SECT 2- Old Engineering 2.5hr (hidden)
BILL OF QUANTITIES
#VALUE!
SECTION 2: SOLAR PV / BATTERY SYSTEM
|  | A | B | C | D | E | F | G | H | I | J | K
ITEM No. | DESCRIPTION | UNIT | QUANTITY | SUPPLY RATE (COST) | MARK UP % | SUPPLY RATE (MARKED UP) | Install Rate | MARK UP % | INSTALL RATE (Marked up) | LABOUR TOTAL | RATE (E+H) | TOTAL (BxJ)
2 |  | B: INVERTERS, SOLAR PV MODULES, BATTERIES, AC EQUIPMENT & CABLING
2.1 |  | B: Solar PV Panels
2.1.2 | OE block -Supply, Deliver, Install, Test & Commission 550W Canadian Solar Super High Power Mono PERC or Equivalent to Engineer's approval. Inclusive of earthing & bonding complete | ea | 140 | 1948.716 | 25% | 2598.288 | 350 | 15% | 402.5 | 56350 | 3000.788 | 420110.32
2.2 |  | B: Inverters
2.2.2 | OE Block -Supply, Deliver, Install, Test & Commission 12kW 3P Sunsynk hybrid inverter | ea | 5 | 45148.512 | 20% | 56435.64 | 8000 | 15% | 9200 | 46000 | 65635.64 | 328178.2
2.3 |  | B: Automatic Transfer Switch (ATS)
2.3.2 | OE Block Supply, Deliver, Install, Test & Commission 4P ATS 100A | ea | 6 | 1200 | 20% | 1500 | 5700 | 15% | 6555 | 39330 | 8055 | 48330
2.3.3 | OE Block Supply, Deliver, Install, Test & Commission Elum SD Genset controller | No. | 3 | 70000 | 20% | 87500 | 5700 | 15% | 6555 | 19665 | 94055 | 282165
2.4 |  | B: Battery System
2.4.1 | OE Block -Supply, Deliver, Install, Test & Commission Lithium Batteries to provide backup. 80/64 LV | ea | 1 | 405543.78 | 20% | 506929.725 | 8000 | 15% | 9200 | 9200 | 516129.725 | 516129.725
| OE Block -Supply, Deliver, Install, Test & Commission Lithium Batteries to provide backup. 15/12 LV | ea | 2 | 80425.056 | 20% | 100531.32 | 8000 | 15% | 9200 | 18400 | 109731.32 | 219462.64
2.4.4
| Supply, Deliver, Install, Test & Commission Fuse Disconnectors with 250A fuses for Battery | ea | 4 | 2172.0165 | 20% | 2715.0206 | 250 | 15% | 287.5 | 1150 | 3002.5206 | 12010.0825
2.5 |  | B: Mounting Structure, Clamps & Walkways
2.5.1 | Mounting Structures. Material to be aluminium and must include a 10 year warranty | ea | 140 | 650 | 20% | 812.5 | 34.2857 | 15% | 39.4286 | 5520 | 851.9286 | 119270
| Cable Support/Wireways etc. Material to be galvanized steel | Sum | 1 | 10000 | 20% | 12500 | 7500 | 15% | 8625 | 8625 | 21125 | 21125
2.6 |  | B: DC Cabling
2.6.1 | 4mmsq Solar PV DC cables from panels to DC combiner box. Red cable for positive (+) and Black cable for negative (-) to SANS10142-1. UV resistant to EN50618 & TUV certified. Including MC4 connectors complete | m | 750 | 17.0775 | 20% | 21.3469 | 39 | 15% | 44.85 | 33637.5 | 66.1969 | 49647.6562
2.6.2 | 70mm2 Single core DC cable for Batteries | m | 32 | 300 | 20% | 375 | 65 | 15% | 74.75 | 2392 | 449.75 | 14392
2.6.3 | 50mm2 Single core DC cable for Batteries | m | 0 | 190 | 20% | 237.5 | 65 | 15% | 74.75 | 0 | 312.25 | 0
| 25mm2 Single core DC cable for Batteries | m | 0 | 110 | 20% | 137.5 | 65 | 15% | 74.75 | 0 | 212.25 | 0
2.7 |  | B: DC Combiner Box
2.7.1 | DC Combiner Box including the ffg components: 1000V rating, 1 X MPPT, 8 Inputs & 1 Output, 160A Isolator, Type 1 & 2 Surge Protection device, Inclusive of fuses. | No. | 0 | 16201.644 | 20% | 20252.055 | 500 | 15% | 575 | 0 | 20827.055 | 0
2.7.2 | DC Combiner Box including the ffg components: 1000V rating, 2X MPPT, 2 Inputs & 2 Output, 25A Isolator, Type 1 & 2 Surge Protection device, Inclusive of fuses. | No. | 5 | 2000 | 20% | 2500 | 500 | 15% | 575 | 2875 | 3075 | 15375
2.8 |  | B: Circuit Breakers
2.8.1 | Supply, Deliver, Install new 400V, 200A, 6kA, 3P,adjustable MCCB | ea | 0 | 2500 | 20% | 3125 | 1400 | 15% | 1610 | 0 | 4735 | 0
2.8.2 | Supply, Deliver, Install new 400V, 150A, 6kA, 4P, adjustable MCCB | ea | 9 | 1800 | 20% | 2250 | 1400 | 15% | 1610 | 14490 | 3860 | 34740
2.8.3 | Supply, Deliver, Install new 400V, 80A, 6kA, 3P, MCB | ea | 6 | 660 | 20% | 825 | 1400 | 15% | 1610 | 9660 | 2435 | 14610
2.8.4 | Supply, Deliver, Install new 400V, 80A, 4P N/O Contactor | ea | 6 | 660 | 20% | 825 | 1400 | 15% | 1610 | 9660 | 2435 | 14610
2.9 |  | B: Distribution Boards
2.9.1 | Supply, Deliver, Install new 8-way LV Distribution Board | ea | 0 | 2500 | 20% | 3125 | 250 | 15% | 287.5 | 0 | 3412.5 | 0
2.9.2 | Supply, Deliver, Install new 16-way LV Distribution Board | ea | 6 | 5729 | 20% | 7161.25 | 250 | 15% | 287.5 | 1725 | 7448.75 | 44692.5
2.9.3 | Supply, Deliver, Install Surge Arrestor Din 3 Pole+Neutral 20kA 1.3kV type 1 & 2 | ea | 6 | 5729 | 20% | 7161.25 | 250 | 15% | 287.5 | 1725 | 7448.75 | 44692.5
| Supply, Deliver, Install new AC protection box 125A | ea | 3 | 48000 | 20% | 60000 | 250 | 15% | 287.5 | 862.5 | 60287.5 | 180862.5
| Supply, Deliver, Install new AC Panel for loads (ATS out) | sum | 0 | 50000 | 20% | 62500 | 250 | 15% | 287.5 | 0 | 62787.5 | 0
2.9.4 | Supply, Deliver, Install new 300/5A, 10VA Current transformers as required to integrate the new system | ea | 3 | 350 | 20% | 437.5 | 250 | 15% | 287.5 | 862.5 | 725 | 2175
2.9.5 | Supply, Deliver, Install & Terminate 7C, 4mm control cable between CT's and Inverter | m | 20 | 35 | 20% | 43.75 | 195 | 15% | 224.25 | 4485 | 268 | 5360
2.9.6 | Disconnect & Remove existing equipment as per scope of works | Sum | 1 | 1 | 20% | 1.25 | 7500 | 15% | 8625 | 8625 | 8626.25 | 8626.25
2.1 |  | B: Steel Stand for Equipment
2.10.1 | Fabricate & Install galvanized steel stand for new Inverter. Dimensions: 1200 x 800 x 300mm (L X B X H) | ea | 5 | 10000 | 16% | 11904.7619 | 200 | 15% | 230 | 1150 | 12134.7619 | 60673.8095
2.10.2 | Fabricate & Install galvanized steel stand for new ATS. Dimensions: 700 x 500 x 300mm (L X B X H) | ea | 5 | 7500 | 16% | 8928.5714 | 200 | 15% | 230 | 1150 | 9158.5714 | 45792.8571
2.11 |  | B: AC CABLING
Supply, Deliver, Install & Test LV ECC CABLES (4 Core Cu PVC/SWA/PVC)
Laid in ground or Clamped to cable ladder or cable tray with K clamps at 1500mm spacing or to manufacturers recommendations. Type: Aberdare, Africa Cables or equal and approved by Engineer
| 95 mm² 4-core | m | 0 | 1520 | 25% | 2026.6667 | 25 | 15% | 28.75 | 0 | 2055.4167 | 0
2.11.1 | 70 mm² 4-core | m | 10 | 947.75 | 25% | 1263.6667 | 25 | 15% | 28.75 | 287.5 | 1292.4167 | 12924.1667
2.11.2 | 50 mm² 4-core | m | 0 | 686.12 | 25% | 914.8267 | 25 | 15% | 28.75 | 0 | 943.5767 | 0
2.11.3 | 35 mm² 4-core | m | 0 | 538.9 | 25% | 718.5333 | 25 | 15% | 28.75 | 0 | 747.2833 | 0
2.11.4 | 25 mm² 4-core | m | 0 | 450 | 25% | 600 | 25 | 15% | 28.75 | 0 | 628.75 | 0
2.11.5 | 16 mm² 4-core | m | 60 | 380 | 25% | 506.6667 | 25 | 15% | 28.75 | 1725 | 535.4167 | 32125
2.11.6 | 10 mm² 4-core | m | 0 | 215 | 25% | 286.6667 | 25 | 15% | 28.75 | 0 | 315.4167 | 0
2.12 |  | B: GENERAL PURPOSE WIRE
2.12.1 | 35 mm² GPW | m | 0 | 109.45 | 20% | 136.8125 | 50 | 15% | 57.5 | 0 | 194.3125 | 0
| 16 mm² GPW | m | 80 | 70.6 | 20% | 88.25 | 50 | 15% | 57.5 | 4600 | 145.75 | 11660
| 6 mm² GPW | m | 80 | 22.91 | 20% | 28.6375 | 50 | 15% | 57.5 | 4600 | 86.1375 | 6891
2.13 |  | B: SURFIX
2.13.1 | 1.5 mm² 2C + E Surfix | m | 20 | 25 | 20% | 31.25 |  | 15% | 0 | 0 | 31.25 | 625
2.13.2 | 2.5 mm² 2C + E Surfix | m | 20 | 33 | 20% | 41.25 |  | 15% | 0 | 0 | 41.25 | 825
2.13.3 | 4 mm² 2C + E Surfix | m | 0 | 37 | 20% | 46.25 |  | 15% | 0 | 0 | 46.25 | 0
2.14 |  | B: CABLE TERMINATIONS (1, or 4 Core Cu PVC/SWA/PVC or Flexible)
Cable terminations complete with compatible glands, lugs and shrouds to suite cable type to SABS requirements & Specifications:
| 95 mm² 4-core | ea | 0 | 1210 | 20% | 1512.5 | 525 | 15% | 603.75 | 0 | 2116.25 | 0
2.14.1 | 70 mm² 4-core | ea | 12 | 827.794 | 20% | 1034.7425 | 525 | 15% | 603.75 | 7245 | 1638.4925 | 19661.91
| 95 mm² 1-core | ea | 24 | 500 | 20% | 625 | 525 | 15% | 603.75 | 14490 | 1228.75 | 29490
2.14.2 | 70 mm² 1-core | ea | 0 | 385 | 20% | 481.25 | 525 | 15% | 603.75 | 0 | 1085 | 0
2.14.3 | 50 mm² 1-core | ea | 24 | 300 | 20% | 375 | 525 | 15% | 603.75 | 14490 | 978.75 | 23490
2.14.4 | 35 mm² 4-core | ea | 0 | 350 | 20% | 437.5 | 525 | 15% | 603.75 | 0 | 1041.25 | 0
2.14.5 | 25 mm² 4-core | ea | 0 |  |  | 0 | 525 | 15% | 603.75 | 0 | 603.75 | 0
2.14.6 | 16 mm² 4-core | ea | 26 | 350 | 20% | 437.5 | 525 | 15% | 603.75 | 15697.5 | 1041.25 | 27072.5
2.14.7 | 10 mm² 4-core | ea | 0 | 350 | 20% | 437.5 | 525 | 15% | 603.75 | 0 | 1041.25 | 0
2.14.8 | 35 mm² 1-core | ea | 0 |  |  | 0 | 525 | 15% | 603.75 | 0 | 603.75 | 0
2.14.9 | 25 mm² 1-core | ea | 0 | 250 | 20% | 312.5 | 525 | 15% | 603.75 | 0 | 916.25 | 0
2.14.10 | 16 mm² 1-core | ea | 0 | 500 | 20% | 625 | 525 | 15% | 603.75 | 0 | 1228.75 | 0
2.14.11 | 10 mm² 1-core | ea | 0 | 500 | 20% | 625 | 525 | 15% | 603.75 | 0 | 1228.75 | 0
2.15 |  | B: INSULATED COPPER EARTH WIRE
Black insulated stranded copper earth wire strapped to cable at 2000mm centres with PVC cable ties or approved method:
2.15.1 | 35 mm² | m | 0 | 4620 | 20% | 5775 | 315 | 15% | 362.25 | 0 | 6137.25 | 0
2.15.2 | 6 mm² | m | 250 | 30 | 20% | 37.5 | 15 | 15% | 17.25 | 4312.5 | 54.75 | 13687.5
2.16 |  | B: COMMUNICATIONS CABLE
2.16.1 | Supply, deliver, Install & terminate CAT 6 communications cable (including connectors) as per scope of work | m | 10 | 5 | 20% | 6.25 | 300 | 15% | 345 | 3450 | 351.25 | 3512.5
2.17 |  | B: TRENCHING & BACKFILLING
Trench depth to be 600mm deep
2.17.1 | Trenching & backfilling of cables in soft pickable soil as per scope of work. Including importing of backfill material as required. Including cable warning tape | Sum | 0 |  | 20% | 0 | 39200 | 15% | 45080 | 0 | 45080 | 0
2.17.2 | Trenching & backfilling of cables in hard rock as per scope of work. Including importing of backfill material as required. Including cable warning tape | Sum | 0 |  | 20% | 0 | 39200 | 15% | 45080 | 0 | 45080 | 0
2.17.3 | Supply & Install 50mm diameter PVC sleeves including bends and connectors | Sum | 0 | 3500 | 20% | 4375 | 750 | 15% | 862.5 | 0 | 5237.5 | 0
2.17.4 | Re-instatement of existing concrete surfaces | Sum | 0 | 13500 | 20% | 16875 | 5 | 15% | 5.75 | 0 | 16880.75 | 0
2.18 |  | B: Tree cutting & trimming
2.18.1 | Tree cutting & trimming as required | Sum | 0 | 10000 | 20% | 12500 | 7500 |  |  | 0 | 12500 | 0
0
2.19 | Lighting Protection System | I: 0
2.19.1 | Design, Supply, Test & Install Lighting Protection System by Specialist | Sum | 1 | 25000 | 0% | 25000 | 0 |  |  | 0 | 25000 | 25000
2.2 | Earthing System | I: 0
2.20.1 | Design, Supply, Test & Install Earthing System by Specialist | Sum | 1 | 15000 | 0% | 15000 | 0 |  |  | 0 | 15000 | 15000
2.21 | Cerificate of Compliance | I: 0
2.21.1 | Issuing of CoC for new system as per SANS 10142-1 | Sum | 1 | 5000 | 0% | 5000 | 0 |  |  | 0 | 5000 | 5000
2.21.2 | Provisional Sum for rectification of existing defects in order to issue CoC | Sum | 1 | 50000 | 0% | 50000 | 0 |  |  | 0 | 50000 | 50000
2.22 | SUNDRY ITEMS | I: 0
0
2.22.1 | All items such as bolts, nuts, mounting screws, scruits midget, connector blocks, cable ties, cable/tray clamps etc. to provide a fully functional and compliant system | Sum | 1 | 15000 | 20% | 18750 | 1 |  |  | 1 | 18751 | 18751
| Carried to summary | I: 368438; K: 2798746.6171 | 3218558.6096

## SECT 2- Old Engineering 0PV&2.5 (hidden)
BILL OF QUANTITIES
#VALUE!
SECTION 2: SOLAR PV / BATTERY SYSTEM
|  | A | B | C | D | E | F | G | H | I | J | K
ITEM No. | DESCRIPTION | UNIT | QUANTITY | SUPPLY RATE (COST) | MARK UP % | SUPPLY RATE (MARKED UP) | Install Rate | MARK UP % | INSTALL RATE (Marked up) | LABOUR TOTAL | RATE (E+H) | TOTAL (BxJ)
2 |  | B: INVERTERS, SOLAR PV MODULES, BATTERIES, AC EQUIPMENT & CABLING
2.1 |  | B: Solar PV Panels
2.1.2 | OE block -Supply, Deliver, Install, Test & Commission 550W Canadian Solar Super High Power Mono PERC or Equivalent to Engineer's approval. Inclusive of earthing & bonding complete | ea | 0 | 1948.716 | 25% | 2598.288 | 350 | 15% | 402.5 | 0 | 3000.788 | 0
2.2 |  | B: Inverters
2.2.2 | OE Block -Supply, Deliver, Install, Test & Commission 12kW 3P Sunsynk hybrid inverter | ea | 5 | 45148.512 | 20% | 56435.64 | 8000 | 15% | 9200 | 46000 | 65635.64 | 328178.2
2.3 |  | B: Automatic Transfer Switch (ATS)
2.3.2 | OE Block Supply, Deliver, Install, Test & Commission 4P ATS 100A | ea | 6 | 1200 | 20% | 1500 | 5700 | 15% | 6555 | 39330 | 8055 | 48330
2.3.3 | OE Block Supply, Deliver, Install, Test & Commission Elum SD Genset controller | No. | 3 | 70000 | 20% | 87500 | 5700 | 15% | 6555 | 19665 | 94055 | 282165
2.4 |  | B: Battery System
2.4.1 | OE Block -Supply, Deliver, Install, Test & Commission Lithium Batteries to provide backup. 80/64 LV | ea | 1 | 405543.78 | 20% | 506929.725 | 8000 | 15% | 9200 | 9200 | 516129.725 | 516129.725
| OE Block -Supply, Deliver, Install, Test & Commission Lithium Batteries to provide backup. 15/12 LV | ea | 2 | 80425.056 | 20% | 100531.32 | 8000 | 15% | 9200 | 18400 | 109731.32 | 219462.64
2.4.4
| Supply, Deliver, Install, Test & Commission Fuse Disconnectors with 250A fuses for Battery | ea | 4 | 2172.0165 | 20% | 2715.0206 | 250 | 15% | 287.5 | 1150 | 3002.5206 | 12010.0825
2.5 |  | B: Mounting Structure, Clamps & Walkways
2.5.1 | Mounting Structures. Material to be aluminium and must include a 10 year warranty | ea | 1 | 650 | 20% | 812.5 | 4800 | 15% | 5520 | 5520 | 6332.5 | 6332.5
| Cable Support/Wireways etc. Material to be galvanized steel | Sum | 1 | 10000 | 20% | 12500 | 7500 | 15% | 8625 | 8625 | 21125 | 21125
2.6 |  | B: DC Cabling
2.6.1 | 4mmsq Solar PV DC cables from panels to DC combiner box. Red cable for positive (+) and Black cable for negative (-) to SANS10142-1. UV resistant to EN50618 & TUV certified. Including MC4 connectors complete | m | 0 | 17.0775 | 20% | 21.3469 | 39 | 15% | 44.85 | 0 | 66.1969 | 0
2.6.2 | 70mm2 Single core DC cable for Batteries | m | 32 | 300 | 20% | 375 | 65 | 15% | 74.75 | 2392 | 449.75 | 14392
2.6.3 | 50mm2 Single core DC cable for Batteries | m | 0 | 190 | 20% | 237.5 | 65 | 15% | 74.75 | 0 | 312.25 | 0
| 25mm2 Single core DC cable for Batteries | m | 0 | 110 | 20% | 137.5 | 65 | 15% | 74.75 | 0 | 212.25 | 0
2.7 |  | B: DC Combiner Box
2.7.1 | DC Combiner Box including the ffg components: 1000V rating, 1 X MPPT, 8 Inputs & 1 Output, 160A Isolator, Type 1 & 2 Surge Protection device, Inclusive of fuses. | No. | 0 | 16201.644 | 20% | 20252.055 | 500 | 15% | 575 | 0 | 20827.055 | 0
2.7.2 | DC Combiner Box including the ffg components: 1000V rating, 2X MPPT, 2 Inputs & 2 Output, 25A Isolator, Type 1 & 2 Surge Protection device, Inclusive of fuses. | No. | 0 | 2000 | 20% | 2500 | 500 | 15% | 575 | 0 | 3075 | 0
2.8 |  | B: Circuit Breakers
2.8.1 | Supply, Deliver, Install new 400V, 200A, 6kA, 3P,adjustable MCCB | ea | 0 | 2500 | 20% | 3125 | 1400 | 15% | 1610 | 0 | 4735 | 0
2.8.2 | Supply, Deliver, Install new 400V, 150A, 6kA, 4P, adjustable MCCB | ea | 9 | 1800 | 20% | 2250 | 1400 | 15% | 1610 | 14490 | 3860 | 34740
2.8.3 | Supply, Deliver, Install new 400V, 80A, 6kA, 3P, MCB | ea | 6 | 660 | 20% | 825 | 1400 | 15% | 1610 | 9660 | 2435 | 14610
2.8.4 | Supply, Deliver, Install new 400V, 80A, 4P N/O Contactor | ea | 6 | 660 | 20% | 825 | 1400 | 15% | 1610 | 9660 | 2435 | 14610
2.9 |  | B: Distribution Boards
2.9.1 | Supply, Deliver, Install new 8-way LV Distribution Board | ea | 0 | 2500 | 20% | 3125 | 250 | 15% | 287.5 | 0 | 3412.5 | 0
2.9.2 | Supply, Deliver, Install new 16-way LV Distribution Board | ea | 6 | 5729 | 20% | 7161.25 | 250 | 15% | 287.5 | 1725 | 7448.75 | 44692.5
2.9.3 | Supply, Deliver, Install Surge Arrestor Din 3 Pole+Neutral 20kA 1.3kV type 1 & 2 | ea | 6 | 5729 | 20% | 7161.25 | 250 | 15% | 287.5 | 1725 | 7448.75 | 44692.5
| Supply, Deliver, Install new AC protection box 125A | ea | 3 | 48000 | 20% | 60000 | 250 | 15% | 287.5 | 862.5 | 60287.5 | 180862.5
| Supply, Deliver, Install new AC Panel for loads (ATS out) | sum | 0 | 50000 | 20% | 62500 | 250 | 15% | 287.5 | 0 | 62787.5 | 0
2.9.4 | Supply, Deliver, Install new 300/5A, 10VA Current transformers as required to integrate the new system | ea | 3 | 350 | 20% | 437.5 | 250 | 15% | 287.5 | 862.5 | 725 | 2175
2.9.5 | Supply, Deliver, Install & Terminate 7C, 4mm control cable between CT's and Inverter | m | 20 | 35 | 20% | 43.75 | 195 | 15% | 224.25 | 4485 | 268 | 5360
2.9.6 | Disconnect & Remove existing equipment as per scope of works | Sum | 1 | 1 | 20% | 1.25 | 7500 | 15% | 8625 | 8625 | 8626.25 | 8626.25
2.1 |  | B: Steel Stand for Equipment
2.10.1 | Fabricate & Install galvanized steel stand for new Inverter. Dimensions: 1200 x 800 x 300mm (L X B X H) | ea | 5 | 10000 | 16% | 11904.7619 | 200 | 15% | 230 | 1150 | 12134.7619 | 60673.8095
2.10.2 | Fabricate & Install galvanized steel stand for new ATS. Dimensions: 700 x 500 x 300mm (L X B X H) | ea | 5 | 7500 | 16% | 8928.5714 | 200 | 15% | 230 | 1150 | 9158.5714 | 45792.8571
2.11 |  | B: AC CABLING
Supply, Deliver, Install & Test LV ECC CABLES (4 Core Cu PVC/SWA/PVC)
Laid in ground or Clamped to cable ladder or cable tray with K clamps at 1500mm spacing or to manufacturers recommendations. Type: Aberdare, Africa Cables or equal and approved by Engineer
| 95 mm² 4-core | m | 0 | 1520 | 25% | 2026.6667 | 25 | 15% | 28.75 | 0 | 2055.4167 | 0
2.11.1 | 70 mm² 4-core | m | 10 | 947.75 | 25% | 1263.6667 | 25 | 15% | 28.75 | 287.5 | 1292.4167 | 12924.1667
2.11.2 | 50 mm² 4-core | m | 0 | 686.12 | 25% | 914.8267 | 25 | 15% | 28.75 | 0 | 943.5767 | 0
2.11.3 | 35 mm² 4-core | m | 0 | 538.9 | 25% | 718.5333 | 25 | 15% | 28.75 | 0 | 747.2833 | 0
2.11.4 | 25 mm² 4-core | m | 0 | 450 | 25% | 600 | 25 | 15% | 28.75 | 0 | 628.75 | 0
2.11.5 | 16 mm² 4-core | m | 60 | 380 | 25% | 506.6667 | 25 | 15% | 28.75 | 1725 | 535.4167 | 32125
2.11.6 | 10 mm² 4-core | m | 0 | 215 | 25% | 286.6667 | 25 | 15% | 28.75 | 0 | 315.4167 | 0
2.12 |  | B: GENERAL PURPOSE WIRE
2.12.1 | 35 mm² GPW | m | 0 | 109.45 | 20% | 136.8125 | 50 | 15% | 57.5 | 0 | 194.3125 | 0
| 16 mm² GPW | m | 80 | 70.6 | 20% | 88.25 | 50 | 15% | 57.5 | 4600 | 145.75 | 11660
| 6 mm² GPW | m | 80 | 22.91 | 20% | 28.6375 | 50 | 15% | 57.5 | 4600 | 86.1375 | 6891
2.13 |  | B: SURFIX
2.13.1 | 1.5 mm² 2C + E Surfix | m | 20 | 25 | 20% | 31.25 |  | 15% | 0 | 0 | 31.25 | 625
2.13.2 | 2.5 mm² 2C + E Surfix | m | 20 | 33 | 20% | 41.25 |  | 15% | 0 | 0 | 41.25 | 825
2.13.3 | 4 mm² 2C + E Surfix | m | 0 | 37 | 20% | 46.25 |  | 15% | 0 | 0 | 46.25 | 0
2.14 |  | B: CABLE TERMINATIONS (1, or 4 Core Cu PVC/SWA/PVC or Flexible)
Cable terminations complete with compatible glands, lugs and shrouds to suite cable type to SABS requirements & Specifications:
| 95 mm² 4-core | ea | 0 | 1210 | 20% | 1512.5 | 525 | 15% | 603.75 | 0 | 2116.25 | 0
2.14.1 | 70 mm² 4-core | ea | 12 | 827.794 | 20% | 1034.7425 | 525 | 15% | 603.75 | 7245 | 1638.4925 | 19661.91
| 95 mm² 1-core | ea | 24 | 500 | 20% | 625 | 525 | 15% | 603.75 | 14490 | 1228.75 | 29490
2.14.2 | 70 mm² 1-core | ea | 0 | 385 | 20% | 481.25 | 525 | 15% | 603.75 | 0 | 1085 | 0
2.14.3 | 50 mm² 1-core | ea | 24 | 300 | 20% | 375 | 525 | 15% | 603.75 | 14490 | 978.75 | 23490
2.14.4 | 35 mm² 4-core | ea | 0 | 350 | 20% | 437.5 | 525 | 15% | 603.75 | 0 | 1041.25 | 0
2.14.5 | 25 mm² 4-core | ea | 0 |  |  | 0 | 525 | 15% | 603.75 | 0 | 603.75 | 0
2.14.6 | 16 mm² 4-core | ea | 26 | 350 | 20% | 437.5 | 525 | 15% | 603.75 | 15697.5 | 1041.25 | 27072.5
2.14.7 | 10 mm² 4-core | ea | 0 | 350 | 20% | 437.5 | 525 | 15% | 603.75 | 0 | 1041.25 | 0
2.14.8 | 35 mm² 1-core | ea | 0 |  |  | 0 | 525 | 15% | 603.75 | 0 | 603.75 | 0
2.14.9 | 25 mm² 1-core | ea | 0 | 250 | 20% | 312.5 | 525 | 15% | 603.75 | 0 | 916.25 | 0
2.14.10 | 16 mm² 1-core | ea | 0 | 500 | 20% | 625 | 525 | 15% | 603.75 | 0 | 1228.75 | 0
2.14.11 | 10 mm² 1-core | ea | 0 | 500 | 20% | 625 | 525 | 15% | 603.75 | 0 | 1228.75 | 0
2.15 |  | B: INSULATED COPPER EARTH WIRE
Black insulated stranded copper earth wire strapped to cable at 2000mm centres with PVC cable ties or approved method:
2.15.1 | 35 mm² | m | 0 | 4620 | 20% | 5775 | 315 | 15% | 362.25 | 0 | 6137.25 | 0
2.15.2 | 6 mm² | m | 250 | 30 | 20% | 37.5 | 15 | 15% | 17.25 | 4312.5 | 54.75 | 13687.5
2.16 |  | B: COMMUNICATIONS CABLE
2.16.1 | Supply, deliver, Install & terminate CAT 6 communications cable (including connectors) as per scope of work | m | 10 | 5 | 20% | 6.25 | 300 | 15% | 345 | 3450 | 351.25 | 3512.5
2.17 |  | B: TRENCHING & BACKFILLING
Trench depth to be 600mm deep
2.17.1 | Trenching & backfilling of cables in soft pickable soil as per scope of work. Including importing of backfill material as required. Including cable warning tape | Sum | 0 |  | 20% | 0 | 39200 | 15% | 45080 | 0 | 45080 | 0
2.17.2 | Trenching & backfilling of cables in hard rock as per scope of work. Including importing of backfill material as required. Including cable warning tape | Sum | 0 |  | 20% | 0 | 39200 | 15% | 45080 | 0 | 45080 | 0
2.17.3 | Supply & Install 50mm diameter PVC sleeves including bends and connectors | Sum | 0 | 3500 | 20% | 4375 | 750 | 15% | 862.5 | 0 | 5237.5 | 0
2.17.4 | Re-instatement of existing concrete surfaces | Sum | 0 | 13500 | 20% | 16875 | 5 | 15% | 5.75 | 0 | 16880.75 | 0
2.18 |  | B: Tree cutting & trimming
2.18.1 | Tree cutting & trimming as required | Sum | 0 | 10000 | 20% | 12500 | 7500 |  |  | 0 | 12500 | 0
0
2.19 | Lighting Protection System | I: 0
2.19.1 | Design, Supply, Test & Install Lighting Protection System by Specialist | Sum | 1 | 25000 | 0% | 25000 | 0 |  |  | 0 | 25000 | 25000
2.2 | Earthing System | I: 0
2.20.1 | Design, Supply, Test & Install Earthing System by Specialist | Sum | 1 | 15000 | 0% | 15000 | 0 |  |  | 0 | 15000 | 15000
2.21 | Cerificate of Compliance | I: 0
2.21.1 | Issuing of CoC for new system as per SANS 10142-1 | Sum | 1 | 5000 | 0% | 5000 | 0 |  |  | 0 | 5000 | 5000
2.21.2 | Provisional Sum for rectification of existing defects in order to issue CoC | Sum | 1 | 50000 | 0% | 50000 | 0 |  |  | 0 | 50000 | 50000
2.22 | SUNDRY ITEMS | I: 0
0
2.22.1 | All items such as bolts, nuts, mounting screws, scruits midget, connector blocks, cable ties, cable/tray clamps etc. to provide a fully functional and compliant system | Sum | 1 | 15000 | 20% | 18750 | 1 |  |  | 1 | 18751 | 18751
| Carried to summary | I: 275575.5; K: 2200676.1408 | 2530777.562